## Materials
Item | Item Description | Alternate ID | Description | Operation | Shared | WC | WC Description | Material | Material Description | Seq | Alt Group | Alt Group Rank | Manufacturer | Manufacturer Name | Manufacturer Item | Manufacturer Item Description | Type | Quantity | Per | U/M | Cost | Scrap Factor | Effective Date | Obsolete Date | BOM Seq | Ref | Backflush | Backflush Location | Feature | Option Code | Probable | Incremental Price | Formula Material Weight % | Estimated Break Date | Date of Last Report | Fixed Material | Variable Material | Material Cost | Labor Cost | Outside Cost | Fixed Overhead Cost | Variable Overhead Cost
M28B-1 | Alarm & Motor Control |  |  | 10 |  | ELC020 | Electrical, Instrumentation | 8033408-1 | Model 13 Alarm Controller | 1 | 1 | 0 |  |  |  |  | Material | 1 | Unit | EA | 0 | 0 |  |  |  |  | 1 |  |  |  | 1 | 0 | 0 |  |  | 0 | 0 | 0 | 0 | 0 | 0 | 0
M28B-1 | Alarm & Motor Control |  |  | 10 |  | ELC020 | Electrical, Instrumentation | 8033416 | MODEL 29B REVERSING CONTROLLER PANEL AS… | 2 | 2 | 0 |  |  |  |  | Material | 1 | Unit | EA | 0 | 0 |  |  |  |  | 1 |  |  |  | 1 | 0 | 0 |  |  | 0 | 0 | 0 | 0 | 0 | 0 | 0
M28B-1 | Alarm & Motor Control |  |  | 10 |  | ELC020 | Electrical, Instrumentation | 8025126 | MODEL 26 ALARM HORN ASSEMBLY | 3 | 3 | 0 |  |  |  |  | Material | 1 | Unit | EA | 0 | 0 |  |  |  |  | 1 |  |  |  | 1 | 0 | 0 |  |  | 0 | 0 | 0 | 0 | 0 | 0 | 0
M28B-1 | Alarm & Motor Control |  |  | 10 |  | ELC020 | Electrical, Instrumentation | 8033419 | MOD. 27B MOUNTING PANEL FOR MOD. 76CX, … | 4 | 4 | 0 |  |  |  |  | Material | 1 | Unit | EA | 0 | 0 |  |  |  |  | 1 |  |  |  | 1 | 0 | 0 |  |  | 0 | 0 | 0 | 0 | 0 | 0 | 0
M28B-2 | Alarm, Motor & Pump Control |  |  | 10 |  | ELC020 | Electrical, Instrumentation | 8033408-2 | Model 13 Alarm Controller | 1 | 1 | 0 |  |  |  |  | Material | 1 | Unit | EA | 0 | 0 |  |  |  |  | 1 |  |  |  | 1 | 0 | 0 |  |  | 0 | 0 | 0 | 0 | 0 | 0 | 0
M28B-2 | Alarm, Motor & Pump Control |  |  | 10 |  | ELC020 | Electrical, Instrumentation | 8033416 | MODEL 29B REVERSING CONTROLLER PANEL AS… | 2 | 2 | 0 |  |  |  |  | Material | 1 | Unit | EA | 0 | 0 |  |  |  |  | 1 |  |  |  | 1 | 0 | 0 |  |  | 0 | 0 | 0 | 0 | 0 | 0 | 0
M28B-2 | Alarm, Motor & Pump Control |  |  | 10 |  | ELC020 | Electrical, Instrumentation | 8025126 | MODEL 26 ALARM HORN ASSEMBLY | 3 | 3 | 0 |  |  |  |  | Material | 1 | Unit | EA | 0 | 0 |  |  |  |  | 1 |  |  |  | 1 | 0 | 0 |  |  | 0 | 0 | 0 | 0 | 0 | 0 | 0
M28B-2 | Alarm, Motor & Pump Control |  |  | 10 |  | ELC020 | Electrical, Instrumentation | 8033419 | MOD. 27B MOUNTING PANEL FOR MOD. 76CX, … | 4 | 4 | 0 |  |  |  |  | Material | 1 | Unit | EA | 0 | 0 |  |  |  |  | 1 |  |  |  | 1 | 0 | 0 |  |  | 0 | 0 | 0 | 0 | 0 | 0 | 0
M28B-3 | Alarm, Motor & Hydraulic Control |  |  | 10 |  | ELC020 | Electrical, Instrumentation | 8033408-3 | Model 13 Alarm Controller | 1 | 1 | 0 |  |  |  |  | Material | 1 | Unit | EA | 0 | 0 |  |  |  |  | 1 |  |  |  | 1 | 0 | 0 |  |  | 0 | 0 | 0 | 0 | 0 | 0 | 0
M28B-3 | Alarm, Motor & Hydraulic Control |  |  | 10 |  | ELC020 | Electrical, Instrumentation | 8033416 | MODEL 29B REVERSING CONTROLLER PANEL AS… | 2 | 2 | 0 |  |  |  |  | Material | 1 | Unit | EA | 0 | 0 |  |  |  |  | 1 |  |  |  | 1 | 0 | 0 |  |  | 0 | 0 | 0 | 0 | 0 | 0 | 0
M28B-3 | Alarm, Motor & Hydraulic Control |  |  | 10 |  | ELC020 | Electrical, Instrumentation | 8025126 | MODEL 26 ALARM HORN ASSEMBLY | 3 | 3 | 0 |  |  |  |  | Material | 1 | Unit | EA | 0 | 0 |  |  |  |  | 1 |  |  |  | 1 | 0 | 0 |  |  | 0 | 0 | 0 | 0 | 0 | 0 | 0
M28B-3 | Alarm, Motor & Hydraulic Control |  |  | 10 |  | ELC020 | Electrical, Instrumentation | 8033419 | MOD. 27B MOUNTING PANEL FOR MOD. 76CX, … | 4 | 4 | 0 |  |  |  |  | Material | 1 | Unit | EA | 0 | 0 |  |  |  |  | 1 |  |  |  | 1 | 0 | 0 |  |  | 0 | 0 | 0 | 0 | 0 | 0 | 0
M28B-4 | Alarm, Motor, Pump & Hydraulic Control |  |  | 10 |  | ELC020 | Electrical, Instrumentation | 8033408-4 | Model 13 Alarm Controller | 1 | 1 | 0 |  |  |  |  | Material | 1 | Unit | EA | 0 | 0 |  |  |  |  | 1 |  |  |  | 1 | 0 | 0 |  |  | 0 | 0 | 0 | 0 | 0 | 0 | 0
M28B-4 | Alarm, Motor, Pump & Hydraulic Control |  |  | 10 |  | ELC020 | Electrical, Instrumentation | 8033416 | MODEL 29B REVERSING CONTROLLER PANEL AS… | 2 | 2 | 0 |  |  |  |  | Material | 1 | Unit | EA | 0 | 0 |  |  |  |  | 1 |  |  |  | 1 | 0 | 0 |  |  | 0 | 0 | 0 | 0 | 0 | 0 | 0
M28B-4 | Alarm, Motor, Pump & Hydraulic Control |  |  | 10 |  | ELC020 | Electrical, Instrumentation | 8025126 | MODEL 26 ALARM HORN ASSEMBLY | 3 | 3 | 0 |  |  |  |  | Material | 1 | Unit | EA | 0 | 0 |  |  |  |  | 1 |  |  |  | 1 | 0 | 0 |  |  | 0 | 0 | 0 | 0 | 0 | 0 | 0
M28B-4 | Alarm, Motor, Pump & Hydraulic Control |  |  | 10 |  | ELC020 | Electrical, Instrumentation | 8033419 | MOD. 27B MOUNTING PANEL FOR MOD. 76CX, … | 4 | 4 | 0 |  |  |  |  | Material | 1 | Unit | EA | 0 | 0 |  |  |  |  | 1 |  |  |  | 1 | 0 | 0 |  |  | 0 | 0 | 0 | 0 | 0 | 0 | 0
8025126 | MODEL 26 ALARM HORN ASSEMBLY |  |  | 10 |  | ELC020 | Electrical, Instrumentation | 7131008 | knock-out box, 1/2" K.O., (4"x4"x1-1/2") | 1 | 1 | 0 |  |  |  |  | Material | 1 | Unit | EA | 0 | 0 |  |  |  |  | 1 |  |  |  | 1 | 0 | 0 |  |  | 0 | 0 | 0 | 0 | 0 | 0 | 0
8025126 | MODEL 26 ALARM HORN ASSEMBLY |  |  | 10 |  | ELC020 | Electrical, Instrumentation | 7061001 | horn, 120V, 60Hz, (includes K.O.box), g… | 2 | 2 | 0 |  |  |  |  | Material | 1 | Unit | EA | 0 | 0 |  |  |  |  | 1 |  |  |  | 1 | 0 | 0 |  |  | 0 | 0 | 0 | 0 | 0 | 0 | 0
8025126 | MODEL 26 ALARM HORN ASSEMBLY |  |  | 10 |  | ELC020 | Electrical, Instrumentation | 7884002 | line cord, grey SJT vinyl, 8 ft.lg., 3-… | 3 | 3 | 0 |  |  |  |  | Material | 1 | Unit | EA | 0 | 0 |  |  |  |  | 1 |  |  |  | 1 | 0 | 0 |  |  | 0 | 0 | 0 | 0 | 0 | 0 | 0
8025126 | MODEL 26 ALARM HORN ASSEMBLY |  |  | 10 |  | ELC020 | Electrical, Instrumentation | 7890005 | connector, strain relief, straight, wat… | 4 | 4 | 0 |  |  |  |  | Material | 1 | Unit | EA | 0 | 0 |  |  |  |  | 1 |  |  |  | 1 | 0 | 0 |  |  | 0 | 0 | 0 | 0 | 0 | 0 | 0
8025126 | MODEL 26 ALARM HORN ASSEMBLY |  |  | 10 |  | ELC020 | Electrical, Instrumentation | 7777001-1 | wire joint, nylon insulated, #18-16 AWG | 5 | 5 | 0 |  |  |  |  | Material | 2 | Unit | EA | 0 | 0 |  |  |  |  | 1 |  |  |  | 1 | 0 | 0 |  |  | 0 | 0 | 0 | 0 | 0 | 0 | 0
8025126 | MODEL 26 ALARM HORN ASSEMBLY |  |  | 10 |  | ELC020 | Electrical, Instrumentation | 7775024-1 | lug, fork term, ins, #22-16, #8 stud,red | 6 | 6 | 0 |  |  |  |  | Material | 1 | Unit | EA | 0 | 0 |  |  |  |  | 1 |  |  |  | 1 | 0 | 0 |  |  | 0 | 0 | 0 | 0 | 0 | 0 | 0
8025126 | MODEL 26 ALARM HORN ASSEMBLY |  |  | 10 |  | ELC020 | Electrical, Instrumentation | 1331705-1 | Setscrew, Soft Pt, 10-32, 43/64, St. Stl | 7 | 7 | 0 |  |  |  |  | Material | 1 | Unit | EA | 0 | 0 |  |  |  |  | 1 |  |  |  | 1 | 0 | 0 |  |  | 0 | 0 | 0 | 0 | 0 | 0 | 0
8025126 | MODEL 26 ALARM HORN ASSEMBLY |  |  | 10 |  | ELC020 | Electrical, Instrumentation | 2001701 | Hex Nut, 10-32, Pl. Stl. | 8 | 8 | 0 |  |  |  |  | Material | 3 | Unit | EA | 0 | 0 |  |  |  |  | 1 |  |  |  | 1 | 0 | 0 |  |  | 0 | 0 | 0 | 0 | 0 | 0 | 0
8025126 | MODEL 26 ALARM HORN ASSEMBLY |  |  | 10 |  | ELC020 | Electrical, Instrumentation | 2606101 | Washer, Lock, Ext. Tooth, #10, Pl. Stl. | 9 | 9 | 0 |  |  |  |  | Material | 2 | Unit | EA | 0 | 0 |  |  |  |  | 1 |  |  |  | 1 | 0 | 0 |  |  | 0 | 0 | 0 | 0 | 0 | 0 | 0
8025126 | MODEL 26 ALARM HORN ASSEMBLY |  |  | 10 |  | ELC020 | Electrical, Instrumentation | 2516101 | Washer, SAE, #10, Pl. Stl. | 10 | 10 | 0 |  |  |  |  | Material | 4 | Unit | EA | 0 | 0 |  |  |  |  | 1 |  |  |  | 1 | 0 | 0 |  |  | 0 | 0 | 0 | 0 | 0 | 0 | 0
8025126 | MODEL 26 ALARM HORN ASSEMBLY |  |  | 10 |  | ELC020 | Electrical, Instrumentation | 2231705 | M.Scr, Bnd Hd., 10-32, 5/8, Pl. Stl. | 11 | 11 | 0 |  |  |  |  | Material | 5 | Unit | EA | 0 | 0 |  |  |  |  | 1 |  |  |  | 1 | 0 | 0 |  |  | 0 | 0 | 0 | 0 | 0 | 0 | 0
8033275-X | E-Stop Box Fabrication |  |  | 10 |  | ELC020 | Electrical, Instrumentation | 7135031 | Sloping front enclosure with single P.B… | 1 | 1 | 0 |  |  |  |  | Material | 1 | Unit | EA | 0 | 0 |  |  |  |  | 1 |  |  |  | 1 | 0 | 0 |  |  | 0 | 0 | 0 | 0 | 0 | 0 | 0
8033275-1 | E-Stop Box Fabrication |  |  | 10 |  | ELC020 | Electrical, Instrumentation | 8033275-X | E-Stop Box Fabrication | 1 | 1 | 0 |  |  |  |  | Material | 1 | Unit | EA | 0 | 0 |  |  |  |  | 1 |  |  |  | 1 | 0 | 0 |  |  | 0 | 0 | 0 | 0 | 0 | 0 | 0
8033275-1 | E-Stop Box Fabrication |  |  | 30 |  | FIN020 | Finishing, Paint | 9812002 | Paint, Polane B, Bright Yellow | 1 | 1 | 0 |  |  |  |  | Material | 0.0625 | Unit | PT | 0 | 0 |  |  |  |  | 1 |  |  |  | 1 | 0 | 0 |  |  | 0 | 0 | 0 | 0 | 0 | 0 | 0
8033275-2 | E-Stop Box Fabrication |  |  | 10 |  | ELC020 | Electrical, Instrumentation | 8033275-X | E-Stop Box Fabrication | 1 | 1 | 0 |  |  |  |  | Material | 1 | Unit | EA | 0 | 0 |  |  |  |  | 1 |  |  |  | 1 | 0 | 0 |  |  | 0 | 0 | 0 | 0 | 0 | 0 | 0
8033275-2 | E-Stop Box Fabrication |  |  | 30 |  | FIN020 | Finishing, Paint | 9812002 | Paint, Polane B, Bright Yellow | 1 | 1 | 0 |  |  |  |  | Material | 0.0625 | Unit | PT | 0 | 0 |  |  |  |  | 1 |  |  |  | 1 | 0 | 0 |  |  | 0 | 0 | 0 | 0 | 0 | 0 | 0
8033407 | ENCLOSURE FABRICATION FOR MODEL 13 SERI… |  |  | 10 |  | ELC020 | Electrical, Instrumentation | 7130021 | JIC box, (12x10x5), (hinged) | 1 | 1 | 0 |  |  |  |  | Material | 1 | Unit | EA | 0 | 0 |  |  |  |  | 1 |  |  |  | 1 | 0 | 0 |  |  | 0 | 0 | 0 | 0 | 0 | 0 | 0
8033407 | ENCLOSURE FABRICATION FOR MODEL 13 SERI… |  |  | 10 |  | ELC020 | Electrical, Instrumentation | 7134013 | panel, (10-3/4x8-7/8), (for A1210CH Box) | 2 | 2 | 0 |  |  |  |  | Material | 1 | Unit | EA | 0 | 0 |  |  |  |  | 1 |  |  |  | 1 | 0 | 0 |  |  | 0 | 0 | 0 | 0 | 0 | 0 | 0
8033408-X | Model 13 Alarm Controller |  |  | 10 |  | ELC020 | Electrical, Instrumentation | 7300023 | fuse, 15A, 250V,3AB (1/4"x1-1/4"case) | 1 | 1 | 0 |  |  |  |  | Material | 1 | Unit | EA | 0 | 0 |  |  |  |  | 1 |  |  |  | 1 | 0 | 0 |  |  | 0 | 0 | 0 | 0 | 0 | 0 | 0
8033408-X | Model 13 Alarm Controller |  |  | 10 |  | ELC020 | Electrical, Instrumentation | 7300016 | fuse, 5A, (1/4"x 1-1/4" case) | 2 | 2 | 0 |  |  |  |  | Material | 1 | Unit | EA | 0 | 0 |  |  |  |  | 1 |  |  |  | 1 | 0 | 0 |  |  | 0 | 0 | 0 | 0 | 0 | 0 | 0
8033408-X | Model 13 Alarm Controller |  |  | 10 |  | ELC020 | Electrical, Instrumentation | 7301001 | fuse holder, extractor post for 3AG fuse | 3 | 3 | 0 |  |  |  |  | Material | 2 | Unit | EA | 0 | 0 |  |  |  |  | 1 |  |  |  | 1 | 0 | 0 |  |  | 0 | 0 | 0 | 0 | 0 | 0 | 0
8033408-X | Model 13 Alarm Controller |  |  | 10 |  | ELC020 | Electrical, Instrumentation | 7193544 | receptacle, (panel mount)(3 pin male) | 4 | 4 | 0 |  |  |  |  | Material | 1 | Unit | EA | 0 | 0 |  |  |  |  | 1 |  |  |  | 1 | 0 | 0 |  |  | 0 | 0 | 0 | 0 | 0 | 0 | 0
8033408-X | Model 13 Alarm Controller |  |  | 10 |  | ELC020 | Electrical, Instrumentation | 7193550 | receptacle, (5 pin male) | 5 | 5 | 0 |  |  |  |  | Material | 1 | Unit | EA | 0 | 0 |  |  |  |  | 1 |  |  |  | 1 | 0 | 0 |  |  | 0 | 0 | 0 | 0 | 0 | 0 | 0
8033408-X | Model 13 Alarm Controller |  |  | 10 |  | ELC020 | Electrical, Instrumentation | 7195044 | socket housing, 9 pin circuit | 6 | 6 | 0 |  |  |  |  | Material | 1 | Unit | EA | 0 | 0 |  |  |  |  | 1 |  |  |  | 1 | 0 | 0 |  |  | 0 | 0 | 0 | 0 | 0 | 0 | 0
8033408-X | Model 13 Alarm Controller |  |  | 10 |  | ELC020 | Electrical, Instrumentation | 7195042 | socket housing, 4 pin circuit | 7 | 7 | 0 |  |  |  |  | Material | 1 | Unit | EA | 0 | 0 |  |  |  |  | 1 |  |  |  | 1 | 0 | 0 |  |  | 0 | 0 | 0 | 0 | 0 | 0 | 0
8033408-X | Model 13 Alarm Controller |  |  | 10 |  | ELC020 | Electrical, Instrumentation | 7195054 | pin housing, 9 circuit | 8 | 8 | 0 |  |  |  |  | Material | 1 | Unit | EA | 0 | 0 |  |  |  |  | 1 |  |  |  | 1 | 0 | 0 |  |  | 0 | 0 | 0 | 0 | 0 | 0 | 0
8033408-X | Model 13 Alarm Controller |  |  | 10 |  | ELC020 | Electrical, Instrumentation | 7195054 | pin housing, 9 circuit | 9 | 9 | 0 |  |  |  |  | Material | 1 | Unit | EA | 0 | 0 |  |  |  |  | 1 |  |  |  | 1 | 0 | 0 |  |  | 0 | 0 | 0 | 0 | 0 | 0 | 0
8033408-X | Model 13 Alarm Controller |  |  | 10 |  | ELC020 | Electrical, Instrumentation | 7195018 | connector housing, 4 term. | 10 | 10 | 0 |  |  |  |  | Material | 1 | Unit | EA | 0 | 0 |  |  |  |  | 1 |  |  |  | 1 | 0 | 0 |  |  | 0 | 0 | 0 | 0 | 0 | 0 | 0
8033408-X | Model 13 Alarm Controller |  |  | 10 |  | ELC020 | Electrical, Instrumentation | 7195022 | connector housing, 15 term. | 11 | 11 | 0 |  |  |  |  | Material | 1 | Unit | EA | 0 | 0 |  |  |  |  | 1 |  |  |  | 1 | 0 | 0 |  |  | 0 | 0 | 0 | 0 | 0 | 0 | 0
8033408-X | Model 13 Alarm Controller |  |  | 10 |  | ELC020 | Electrical, Instrumentation | 7195016 | connector housing, 8 term. | 12 | 12 | 0 |  |  |  |  | Material | 1 | Unit | EA | 0 | 0 |  |  |  |  | 1 |  |  |  | 1 | 0 | 0 |  |  | 0 | 0 | 0 | 0 | 0 | 0 | 0
8033408-X | Model 13 Alarm Controller |  |  | 10 |  | ELC020 | Electrical, Instrumentation | 7810001-1 | Transient suppressor, 185 V., 6.5 KA | 13 | 13 | 0 |  |  |  |  | Material | 1 | Unit | EA | 0 | 0 |  |  |  |  | 1 |  |  |  | 1 | 0 | 0 |  |  | 0 | 0 | 0 | 0 | 0 | 0 | 0
8033408-X | Model 13 Alarm Controller |  |  | 10 |  | ELC020 | Electrical, Instrumentation | 7772063 | Terminal strip, 12 sections, (tubular d… | 14 | 14 | 0 |  |  |  |  | Material | 2 | Unit | EA | 0 | 0 |  |  |  |  | 1 |  |  |  | 1 | 0 | 0 |  |  | 0 | 0 | 0 | 0 | 0 | 0 | 0
8033408-X | Model 13 Alarm Controller |  |  | 10 |  | ELC020 | Electrical, Instrumentation | 7195038 | socket | 15 | 15 | 0 |  |  |  |  | Material | 11 | Unit | EA | 0 | 0 |  |  |  |  | 1 |  |  |  | 1 | 0 | 0 |  |  | 0 | 0 | 0 | 0 | 0 | 0 | 0
8033408-X | Model 13 Alarm Controller |  |  | 10 |  | ELC020 | Electrical, Instrumentation | 7195037 | pin | 16 | 16 | 0 |  |  |  |  | Material | 13 | Unit | EA | 0 | 0 |  |  |  |  | 1 |  |  |  | 1 | 0 | 0 |  |  | 0 | 0 | 0 | 0 | 0 | 0 | 0
8033408-X | Model 13 Alarm Controller |  |  | 10 |  | ELC020 | Electrical, Instrumentation | 7195010 | Female terminal #2478-TL crimp connecti… | 17 | 17 | 0 |  |  |  |  | Material | 21 | Unit | EA | 0 | 0 |  |  |  |  | 1 |  |  |  | 1 | 0 | 0 |  |  | 0 | 0 | 0 | 0 | 0 | 0 | 0
8033408-X | Model 13 Alarm Controller |  |  | 10 |  | ELC020 | Electrical, Instrumentation | 8025343-5 | Nmplte.-Control Circuit Power | 18 | 18 | 0 |  |  |  |  | Material | 1 | Unit | EA | 0 | 0 |  |  |  |  | 1 |  |  |  | 1 | 0 | 0 |  |  | 0 | 0 | 0 | 0 | 0 | 0 | 0
8033408-X | Model 13 Alarm Controller |  |  | 10 |  | ELC020 | Electrical, Instrumentation | 8026545-2 | Legend plate- Remote Recorder | 19 | 19 | 0 |  |  |  |  | Material | 1 | Unit | EA | 0 | 0 |  |  |  |  | 1 |  |  |  | 1 | 0 | 0 |  |  | 0 | 0 | 0 | 0 | 0 | 0 | 0
8033408-X | Model 13 Alarm Controller |  |  | 10 |  | ELC020 | Electrical, Instrumentation | 8027721 | Leg.plate -"Alarm Func.Cont." | 20 | 20 | 0 |  |  |  |  | Material | 1 | Unit | EA | 0 | 0 |  |  |  |  | 1 |  |  |  | 1 | 0 | 0 |  |  | 0 | 0 | 0 | 0 | 0 | 0 | 0
8033408-X | Model 13 Alarm Controller |  |  | 10 |  | ELC020 | Electrical, Instrumentation | 8033406 | Phenolic legend plate | 21 | 21 | 0 |  |  |  |  | Material | 1 | Unit | EA | 0 | 0 |  |  |  |  | 1 |  |  |  | 1 | 0 | 0 |  |  | 0 | 0 | 0 | 0 | 0 | 0 | 0
8033408-X | Model 13 Alarm Controller |  |  | 10 |  | ELC020 | Electrical, Instrumentation | 7352031 | mounting base | 22 | 22 | 0 |  |  |  |  | Material | 3 | Unit | EA | 0 | 0 |  |  |  |  | 1 |  |  |  | 1 | 0 | 0 |  |  | 0 | 0 | 0 | 0 | 0 | 0 | 0
8033408-X | Model 13 Alarm Controller |  |  | 10 |  | ELC020 | Electrical, Instrumentation | 7352029 | ty-rap | 23 | 23 | 0 |  |  |  |  | Material | 5 | Unit | EA | 0 | 0 |  |  |  |  | 1 |  |  |  | 1 | 0 | 0 |  |  | 0 | 0 | 0 | 0 | 0 | 0 | 0
8033408-X | Model 13 Alarm Controller |  |  | 10 |  | ELC020 | Electrical, Instrumentation | 7131016 | Cover, single gang | 24 | 24 | 0 |  |  |  |  | Material | 1 | Unit | EA | 0 | 0 |  |  |  |  | 1 |  |  |  | 1 | 0 | 0 |  |  | 0 | 0 | 0 | 0 | 0 | 0 | 0
8033408-X | Model 13 Alarm Controller |  |  | 10 |  | ELC020 | Electrical, Instrumentation | 7304021 | GFCI Breaker - Blank face, (self-test),… | 25 | 25 | 0 |  |  |  |  | Material | 1 | Unit | EA | 0 | 0 |  |  |  |  | 1 |  |  |  | 1 | 0 | 0 |  |  | 0 | 0 | 0 | 0 | 0 | 0 | 0
8033408-X | Model 13 Alarm Controller |  |  | 10 |  | ELC020 | Electrical, Instrumentation | 7890005 | connector, strain relief, straight, wat… | 26 | 26 | 0 |  |  |  |  | Material | 4 | Unit | EA | 0 | 0 |  |  |  |  | 1 |  |  |  | 1 | 0 | 0 |  |  | 0 | 0 | 0 | 0 | 0 | 0 | 0
8033408-X | Model 13 Alarm Controller |  |  | 10 |  | ELC020 | Electrical, Instrumentation | 7891009 | chase nipple, 3/4" | 27 | 27 | 0 |  |  |  |  | Material | 2 | Unit | EA | 0 | 0 |  |  |  |  | 1 |  |  |  | 1 | 0 | 0 |  |  | 0 | 0 | 0 | 0 | 0 | 0 | 0
8033408-X | Model 13 Alarm Controller |  |  | 10 |  | ELC020 | Electrical, Instrumentation | 7891042 | conduit body, Type LB, Size 3/4" | 28 | 28 | 0 |  |  |  |  | Material | 1 | Unit | EA | 0 | 0 |  |  |  |  | 1 |  |  |  | 1 | 0 | 0 |  |  | 0 | 0 | 0 | 0 | 0 | 0 | 0
8033408-X | Model 13 Alarm Controller |  |  | 10 |  | ELC020 | Electrical, Instrumentation | 7891043 | Cover,Type CV, Size 3/4" | 29 | 29 | 0 |  |  |  |  | Material | 1 | Unit | EA | 0 | 0 |  |  |  |  | 1 |  |  |  | 1 | 0 | 0 |  |  | 0 | 0 | 0 | 0 | 0 | 0 | 0
8033408-X | Model 13 Alarm Controller |  |  | 10 |  | ELC020 | Electrical, Instrumentation | 7891044 | Neoprene Gasket, 3/4" | 30 | 30 | 0 |  |  |  |  | Material | 1 | Unit | EA | 0 | 0 |  |  |  |  | 1 |  |  |  | 1 | 0 | 0 |  |  | 0 | 0 | 0 | 0 | 0 | 0 | 0
8033408-X | Model 13 Alarm Controller |  |  | 10 |  | ELC020 | Electrical, Instrumentation | 7891008 | Chase nipple, 1" | 31 | 31 | 0 |  |  |  |  | Material | 1 | Unit | EA | 0 | 0 |  |  |  |  | 1 |  |  |  | 1 | 0 | 0 |  |  | 0 | 0 | 0 | 0 | 0 | 0 | 0
8033408-X | Model 13 Alarm Controller |  |  | 10 |  | ELC020 | Electrical, Instrumentation | 7891053 | Conduit body, Type LB, Size 1" (or Topa… | 32 | 32 | 0 |  |  |  |  | Material | 1 | Unit | EA | 0 | 0 |  |  |  |  | 1 |  |  |  | 1 | 0 | 0 |  |  | 0 | 0 | 0 | 0 | 0 | 0 | 0
8033408-X | Model 13 Alarm Controller |  |  | 10 |  | ELC020 | Electrical, Instrumentation | 7891054 | Cover, Type CV, Size 1" | 33 | 33 | 0 |  |  |  |  | Material | 1 | Unit | EA | 0 | 0 |  |  |  |  | 1 |  |  |  | 1 | 0 | 0 |  |  | 0 | 0 | 0 | 0 | 0 | 0 | 0
8033408-X | Model 13 Alarm Controller |  |  | 10 |  | ELC020 | Electrical, Instrumentation | 7891055 | Neoprene gasket, 1" | 34 | 34 | 0 |  |  |  |  | Material | 1 | Unit | EA | 0 | 0 |  |  |  |  | 1 |  |  |  | 1 | 0 | 0 |  |  | 0 | 0 | 0 | 0 | 0 | 0 | 0
8033408-X | Model 13 Alarm Controller |  |  | 10 |  | ELC020 | Electrical, Instrumentation | 3054001 | plastic spacer, 3/8"hex, 1/2"lg., 6-32 | 35 | 35 | 0 |  |  |  |  | Material | 5 | Unit | EA | 0 | 0 |  |  |  |  | 1 |  |  |  | 1 | 0 | 0 |  |  | 0 | 0 | 0 | 0 | 0 | 0 | 0
8033408-X | Model 13 Alarm Controller |  |  | 10 |  | ELC020 | Electrical, Instrumentation | 8010002 | Nameplate | 36 | 36 | 0 |  |  |  |  | Material | 1 | Unit | EA | 0 | 0 |  |  |  |  | 1 |  |  |  | 1 | 0 | 0 |  |  | 0 | 0 | 0 | 0 | 0 | 0 | 0
8033408-X | Model 13 Alarm Controller |  |  | 10 |  | ELC020 | Electrical, Instrumentation | 1455102 | Drive Screw, #0, 1/4, St. Stl. | 37 | 37 | 0 |  |  |  |  | Material | 4 | Unit | EA | 0 | 0 |  |  |  |  | 1 |  |  |  | 1 | 0 | 0 |  |  | 0 | 0 | 0 | 0 | 0 | 0 | 0
8033408-X | Model 13 Alarm Controller |  |  | 10 |  | ELC020 | Electrical, Instrumentation | 7352034 | cable tie mount, nylon (#10 hole) | 38 | 38 | 0 |  |  |  |  | Material | 2 | Unit | EA | 0 | 0 |  |  |  |  | 1 |  |  |  | 1 | 0 | 0 |  |  | 0 | 0 | 0 | 0 | 0 | 0 | 0
8033408-X | Model 13 Alarm Controller |  |  | 10 |  | ELC020 | Electrical, Instrumentation | 8033079 | Legend plate | 39 | 39 | 0 |  |  |  |  | Material | 1 | Unit | EA | 0 | 0 |  |  |  |  | 1 |  |  |  | 1 | 0 | 0 |  |  | 0 | 0 | 0 | 0 | 0 | 0 | 0
8033408-X | Model 13 Alarm Controller |  |  | 10 |  | ELC020 | Electrical, Instrumentation | 7891027 | female reducer, 1" to 3/4" | 40 | 40 | 0 |  |  |  |  | Material | 1 | Unit | EA | 0 | 0 |  |  |  |  | 1 |  |  |  | 1 | 0 | 0 |  |  | 0 | 0 | 0 | 0 | 0 | 0 | 0
8033408-X | Model 13 Alarm Controller |  |  | 10 |  | ELC020 | Electrical, Instrumentation | 7890014 | connector, liquid-tight,straight, 3/4" | 41 | 41 | 0 |  |  |  |  | Material | 1 | Unit | EA | 0 | 0 |  |  |  |  | 1 |  |  |  | 1 | 0 | 0 |  |  | 0 | 0 | 0 | 0 | 0 | 0 | 0
8033408-X | Model 13 Alarm Controller |  |  | 10 |  | ELC020 | Electrical, Instrumentation | 7891034 | sealing "O" ring, 3/4" | 42 | 42 | 0 |  |  |  |  | Material | 2 | Unit | EA | 0 | 0 |  |  |  |  | 1 |  |  |  | 1 | 0 | 0 |  |  | 0 | 0 | 0 | 0 | 0 | 0 | 0
8033408-X | Model 13 Alarm Controller |  |  | 10 |  | ELC020 | Electrical, Instrumentation | 7891058 | Sealing "O" Ring, 1" | 43 | 43 | 0 |  |  |  |  | Material | 1 | Unit | EA | 0 | 0 |  |  |  |  | 1 |  |  |  | 1 | 0 | 0 |  |  | 0 | 0 | 0 | 0 | 0 | 0 | 0
8033408-X | Model 13 Alarm Controller |  |  | 10 |  | ELC020 | Electrical, Instrumentation | 7890016 | connector, liquid-tight, 3/4", 90° | 44 | 44 | 0 |  |  |  |  | Material | 1 | Unit | EA | 0 | 0 |  |  |  |  | 1 |  |  |  | 1 | 0 | 0 |  |  | 0 | 0 | 0 | 0 | 0 | 0 | 0
8033408-X | Model 13 Alarm Controller |  |  | 10 |  | ELC020 | Electrical, Instrumentation | 7886007 | Insulating Sleeving, PVC, 1/2" | 45 | 45 | 0 |  |  |  |  | Material | 1 | Unit | IN | 0 | 0 |  |  |  |  | 1 |  |  |  | 1 | 0 | 0 |  |  | 0 | 0 | 0 | 0 | 0 | 0 | 0
8033408-X | Model 13 Alarm Controller |  |  | 10 |  | ELC020 | Electrical, Instrumentation | 7886006 | Insulating Sleeving, PVC, #10 | 46 | 46 | 0 |  |  |  |  | Material | 2 | Unit | IN | 0 | 0 |  |  |  |  | 1 |  |  |  | 1 | 0 | 0 |  |  | 0 | 0 | 0 | 0 | 0 | 0 | 0
8033408-X | Model 13 Alarm Controller |  |  | 10 |  | ELC020 | Electrical, Instrumentation | 787200P | Wire, Single, Stranded, BLK, 14 | 47 | 47 | 0 |  |  |  |  | Material | 50 | Unit | IN | 0 | 0 |  |  |  |  | 1 |  |  |  | 1 | 0 | 0 |  |  | 0 | 0 | 0 | 0 | 0 | 0 | 0
8033408-X | Model 13 Alarm Controller |  |  | 10 |  | ELC020 | Electrical, Instrumentation | 787255P | Wire, Single, Stranded, GRN, 14 | 48 | 48 | 0 |  |  |  |  | Material | 50 | Unit | IN | 0 | 0 |  |  |  |  | 1 |  |  |  | 1 | 0 | 0 |  |  | 0 | 0 | 0 | 0 | 0 | 0 | 0
8033408-X | Model 13 Alarm Controller |  |  | 10 |  | ELC020 | Electrical, Instrumentation | 787299P | Wire, Single, Stranded, WHT, 14 | 49 | 49 | 0 |  |  |  |  | Material | 50 | Unit | IN | 0 | 0 |  |  |  |  | 1 |  |  |  | 1 | 0 | 0 |  |  | 0 | 0 | 0 | 0 | 0 | 0 | 0
8033408-X | Model 13 Alarm Controller |  |  | 10 |  | ELC020 | Electrical, Instrumentation | 787200N | Wire, Single, Stranded, BLK, 16 | 50 | 50 | 0 |  |  |  |  | Material | 50 | Unit | IN | 0 | 0 |  |  |  |  | 1 |  |  |  | 1 | 0 | 0 |  |  | 0 | 0 | 0 | 0 | 0 | 0 | 0
8033408-X | Model 13 Alarm Controller |  |  | 10 |  | ELC020 | Electrical, Instrumentation | 787299N | Wire, Single, Stranded, WHT, 16 | 51 | 51 | 0 |  |  |  |  | Material | 50 | Unit | IN | 0 | 0 |  |  |  |  | 1 |  |  |  | 1 | 0 | 0 |  |  | 0 | 0 | 0 | 0 | 0 | 0 | 0
8033408-X | Model 13 Alarm Controller |  |  | 10 |  | ELC020 | Electrical, Instrumentation | 787200M | Wire, Single, Stranded, BLK, 18 | 52 | 52 | 0 |  |  |  |  | Material | 50 | Unit | IN | 0 | 0 |  |  |  |  | 1 |  |  |  | 1 | 0 | 0 |  |  | 0 | 0 | 0 | 0 | 0 | 0 | 0
8033408-X | Model 13 Alarm Controller |  |  | 10 |  | ELC020 | Electrical, Instrumentation | 787211M | Wire, Single, Stranded, BRN, 18 | 53 | 53 | 0 |  |  |  |  | Material | 50 | Unit | IN | 0 | 0 |  |  |  |  | 1 |  |  |  | 1 | 0 | 0 |  |  | 0 | 0 | 0 | 0 | 0 | 0 | 0
8033408-X | Model 13 Alarm Controller |  |  | 10 |  | ELC020 | Electrical, Instrumentation | 787222M | Wire, Single, Stranded, RED, 18 | 54 | 54 | 0 |  |  |  |  | Material | 50 | Unit | IN | 0 | 0 |  |  |  |  | 1 |  |  |  | 1 | 0 | 0 |  |  | 0 | 0 | 0 | 0 | 0 | 0 | 0
8033408-X | Model 13 Alarm Controller |  |  | 10 |  | ELC020 | Electrical, Instrumentation | 787233M | Wire, Single, Stranded, ORG, 18 | 55 | 55 | 0 |  |  |  |  | Material | 50 | Unit | IN | 0 | 0 |  |  |  |  | 1 |  |  |  | 1 | 0 | 0 |  |  | 0 | 0 | 0 | 0 | 0 | 0 | 0
8033408-X | Model 13 Alarm Controller |  |  | 10 |  | ELC020 | Electrical, Instrumentation | 787244M | Wire, Single, Stranded, YEL, 18 | 56 | 56 | 0 |  |  |  |  | Material | 50 | Unit | IN | 0 | 0 |  |  |  |  | 1 |  |  |  | 1 | 0 | 0 |  |  | 0 | 0 | 0 | 0 | 0 | 0 | 0
8033408-X | Model 13 Alarm Controller |  |  | 10 |  | ELC020 | Electrical, Instrumentation | 787255M | Wire, Single, Stranded, GRN, 18 | 57 | 57 | 0 |  |  |  |  | Material | 50 | Unit | IN | 0 | 0 |  |  |  |  | 1 |  |  |  | 1 | 0 | 0 |  |  | 0 | 0 | 0 | 0 | 0 | 0 | 0
8033408-X | Model 13 Alarm Controller |  |  | 10 |  | ELC020 | Electrical, Instrumentation | 787266M | Wire, Single, Stranded, BLU, 18 | 58 | 58 | 0 |  |  |  |  | Material | 50 | Unit | IN | 0 | 0 |  |  |  |  | 1 |  |  |  | 1 | 0 | 0 |  |  | 0 | 0 | 0 | 0 | 0 | 0 | 0
8033408-X | Model 13 Alarm Controller |  |  | 10 |  | ELC020 | Electrical, Instrumentation | 787277M | Wire, Single, Stranded, PUR, 18 | 59 | 59 | 0 |  |  |  |  | Material | 50 | Unit | IN | 0 | 0 |  |  |  |  | 1 |  |  |  | 1 | 0 | 0 |  |  | 0 | 0 | 0 | 0 | 0 | 0 | 0
8033408-X | Model 13 Alarm Controller |  |  | 10 |  | ELC020 | Electrical, Instrumentation | 787288M | Wire, Single, Stranded, GRY, 18 | 60 | 60 | 0 |  |  |  |  | Material | 50 | Unit | IN | 0 | 0 |  |  |  |  | 1 |  |  |  | 1 | 0 | 0 |  |  | 0 | 0 | 0 | 0 | 0 | 0 | 0
8033408-X | Model 13 Alarm Controller |  |  | 10 |  | ELC020 | Electrical, Instrumentation | 787299M | Wire, Single, Stranded, WHT, 18 | 61 | 61 | 0 |  |  |  |  | Material | 50 | Unit | IN | 0 | 0 |  |  |  |  | 1 |  |  |  | 1 | 0 | 0 |  |  | 0 | 0 | 0 | 0 | 0 | 0 | 0
8033408-X | Model 13 Alarm Controller |  |  | 10 |  | ELC020 | Electrical, Instrumentation | 787209M | Wire, Single, Stranded, BLK w/ WHT, 18 | 62 | 62 | 0 |  |  |  |  | Material | 50 | Unit | IN | 0 | 0 |  |  |  |  | 1 |  |  |  | 1 | 0 | 0 |  |  | 0 | 0 | 0 | 0 | 0 | 0 | 0
8033408-X | Model 13 Alarm Controller |  |  | 10 |  | ELC020 | Electrical, Instrumentation | 787292M | Wire, Single, Stranded, WHT w/ RED, 18 | 63 | 63 | 0 |  |  |  |  | Material | 50 | Unit | IN | 0 | 0 |  |  |  |  | 1 |  |  |  | 1 | 0 | 0 |  |  | 0 | 0 | 0 | 0 | 0 | 0 | 0
8033408-X | Model 13 Alarm Controller |  |  | 10 |  | ELC020 | Electrical, Instrumentation | 787200K | Wire, Single, Stranded, BLK, 22 | 64 | 64 | 0 |  |  |  |  | Material | 50 | Unit | IN | 0 | 0 |  |  |  |  | 1 |  |  |  | 1 | 0 | 0 |  |  | 0 | 0 | 0 | 0 | 0 | 0 | 0
8033408-X | Model 13 Alarm Controller |  |  | 10 |  | ELC020 | Electrical, Instrumentation | 787211K | Wire, Single, Stranded, BRN, 22 | 65 | 65 | 0 |  |  |  |  | Material | 50 | Unit | IN | 0 | 0 |  |  |  |  | 1 |  |  |  | 1 | 0 | 0 |  |  | 0 | 0 | 0 | 0 | 0 | 0 | 0
8033408-X | Model 13 Alarm Controller |  |  | 10 |  | ELC020 | Electrical, Instrumentation | 787233K | Wire, Single, Stranded, ORG, 22 | 66 | 66 | 0 |  |  |  |  | Material | 50 | Unit | IN | 0 | 0 |  |  |  |  | 1 |  |  |  | 1 | 0 | 0 |  |  | 0 | 0 | 0 | 0 | 0 | 0 | 0
8033408-X | Model 13 Alarm Controller |  |  | 10 |  | ELC020 | Electrical, Instrumentation | 787266K | Wire, Single, Stranded, BLU, 22 | 67 | 67 | 0 |  |  |  |  | Material | 50 | Unit | IN | 0 | 0 |  |  |  |  | 1 |  |  |  | 1 | 0 | 0 |  |  | 0 | 0 | 0 | 0 | 0 | 0 | 0
8033408-X | Model 13 Alarm Controller |  |  | 10 |  | ELC020 | Electrical, Instrumentation | 787288K | Wire, Single, Stranded, GRY, 22 | 68 | 68 | 0 |  |  |  |  | Material | 50 | Unit | IN | 0 | 0 |  |  |  |  | 1 |  |  |  | 1 | 0 | 0 |  |  | 0 | 0 | 0 | 0 | 0 | 0 | 0
8033408-X | Model 13 Alarm Controller |  |  | 10 |  | ELC020 | Electrical, Instrumentation | 788102L | Cable, Shld Str, 2 Cond., 20 | 69 | 69 | 0 |  |  |  |  | Material | 50 | Unit | IN | 0 | 0 |  |  |  |  | 1 |  |  |  | 1 | 0 | 0 |  |  | 0 | 0 | 0 | 0 | 0 | 0 | 0
8033408-X | Model 13 Alarm Controller |  |  | 10 |  | ELC020 | Electrical, Instrumentation | 7195052 | pin housing, 4 circuit | 70 | 70 | 0 |  |  |  |  | Material | 2 | Unit | EA | 0 | 0 |  |  |  |  | 1 |  |  |  | 1 | 0 | 0 |  |  | 0 | 0 | 0 | 0 | 0 | 0 | 0
8033408-X | Model 13 Alarm Controller |  |  | 10 |  | ELC020 | Electrical, Instrumentation | 7775040 | Lug, Nylon insulated locking fork termi… | 71 | 71 | 0 |  |  |  |  | Material | 2 | Unit | EA | 0 | 0 |  |  |  |  | 1 |  |  |  | 1 | 0 | 0 |  |  | 0 | 0 | 0 | 0 | 0 | 0 | 0
8033408-X | Model 13 Alarm Controller |  |  | 10 |  | ELC020 | Electrical, Instrumentation | 7195037 | pin | 72 | 72 | 0 |  |  |  |  | Material | 8 | Unit | EA | 0 | 0 |  |  |  |  | 1 |  |  |  | 1 | 0 | 0 |  |  | 0 | 0 | 0 | 0 | 0 | 0 | 0
8033408-X | Model 13 Alarm Controller |  |  | 10 |  | ELC020 | Electrical, Instrumentation | 7195042 | socket housing, 4 pin circuit | 73 | 73 | 0 |  |  |  |  | Material | 2 | Unit | EA | 0 | 0 |  |  |  |  | 1 |  |  |  | 1 | 0 | 0 |  |  | 0 | 0 | 0 | 0 | 0 | 0 | 0
8033408-X | Model 13 Alarm Controller |  |  | 10 |  | ELC020 | Electrical, Instrumentation | 7195038 | socket | 74 | 74 | 0 |  |  |  |  | Material | 8 | Unit | EA | 0 | 0 |  |  |  |  | 1 |  |  |  | 1 | 0 | 0 |  |  | 0 | 0 | 0 | 0 | 0 | 0 | 0
8033408-1 | Model 13 Alarm Controller |  |  | 10 |  | ELC020 | Electrical, Instrumentation | 8033408-X | Model 13 Alarm Controller | 1 | 1 | 0 |  |  |  |  | Material | 1 | Unit | EA | 0 | 0 |  |  |  |  | 1 |  |  |  | 1 | 0 | 0 |  |  | 0 | 0 | 0 | 0 | 0 | 0 | 0
8033408-1 | Model 13 Alarm Controller |  |  | 10 |  | ELC020 | Electrical, Instrumentation | 8033407-1 | ENCLOSURE FABRICATION FOR MODEL 13 SERI… | 2 | 2 | 0 |  |  |  |  | Material | 1 | Unit | EA | 0 | 0 |  |  |  |  | 1 |  |  |  | 1 | 0 | 0 |  |  | 0 | 0 | 0 | 0 | 0 | 0 | 0
8033408-2 | Model 13 Alarm Controller |  |  | 10 |  | ELC020 | Electrical, Instrumentation | 8033408-X | Model 13 Alarm Controller | 1 | 1 | 0 |  |  |  |  | Material | 1 | Unit | EA | 0 | 0 |  |  |  |  | 1 |  |  |  | 1 | 0 | 0 |  |  | 0 | 0 | 0 | 0 | 0 | 0 | 0
8033408-2 | Model 13 Alarm Controller |  |  | 10 |  | ELC020 | Electrical, Instrumentation | 8033407-2 | ENCLOSURE FABRICATION FOR MODEL 13 SERI… | 2 | 2 | 0 |  |  |  |  | Material | 1 | Unit | EA | 0 | 0 |  |  |  |  | 1 |  |  |  | 1 | 0 | 0 |  |  | 0 | 0 | 0 | 0 | 0 | 0 | 0
8033408-2 | Model 13 Alarm Controller |  |  | 10 |  | ELC020 | Electrical, Instrumentation | 7890005 | connector, strain relief, straight, wat… | 3 | 3 | 0 |  |  |  |  | Material | 1 | Unit | EA | 0 | 0 |  |  |  |  | 1 |  |  |  | 1 | 0 | 0 |  |  | 0 | 0 | 0 | 0 | 0 | 0 | 0
8033408-2 | Model 13 Alarm Controller |  |  | 10 |  | ELC020 | Electrical, Instrumentation | 8035477-2 | ON/OFF CONTROL SWITCH LEGEND PLATES FOR… | 4 | 4 | 0 |  |  |  |  | Material | 1 | Unit | EA | 0 | 0 |  |  |  |  | 1 |  |  |  | 1 | 0 | 0 |  |  | 0 | 0 | 0 | 0 | 0 | 0 | 0
8033408-2 | Model 13 Alarm Controller |  |  | 10 |  | ELC020 | Electrical, Instrumentation | 7735153 | Illuminated yellow selector operator, 2… | 5 | 5 | 0 |  |  |  |  | Material | 1 | Unit | EA | 0 | 0 |  |  |  |  | 1 |  |  |  | 1 | 0 | 0 |  |  | 0 | 0 | 0 | 0 | 0 | 0 | 0
8033408-2 | Model 13 Alarm Controller |  |  | 10 |  | ELC020 | Electrical, Instrumentation | 7731123 | Mtg. Base & White 24-120V AC/DC LED | 6 | 6 | 0 |  |  |  |  | Material | 1 | Unit | EA | 0 | 0 |  |  |  |  | 1 |  |  |  | 1 | 0 | 0 |  |  | 0 | 0 | 0 | 0 | 0 | 0 | 0
8033408-2 | Model 13 Alarm Controller |  |  | 10 |  | ELC020 | Electrical, Instrumentation | 7731116-1 | Contact block, 1 N.O. | 7 | 7 | 0 |  |  |  |  | Material | 1 | Unit | EA | 0 | 0 |  |  |  |  | 1 |  |  |  | 1 | 0 | 0 |  |  | 0 | 0 | 0 | 0 | 0 | 0 | 0
8033408-2 | Model 13 Alarm Controller |  |  | 10 |  | ELC020 | Electrical, Instrumentation | 7161410 | metallized polyester cap, 250VDC, .1mfd | 8 | 8 | 0 |  |  |  |  | Material | 1 | Unit | EA | 0 | 0 |  |  |  |  | 1 |  |  |  | 1 | 0 | 0 |  |  | 0 | 0 | 0 | 0 | 0 | 0 | 0
8033408-3 | Model 13 Alarm Controller |  |  | 10 |  | ELC020 | Electrical, Instrumentation | 8033408-X | Model 13 Alarm Controller | 1 | 1 | 0 |  |  |  |  | Material | 1 | Unit | EA | 0 | 0 |  |  |  |  | 1 |  |  |  | 1 | 0 | 0 |  |  | 0 | 0 | 0 | 0 | 0 | 0 | 0
8033408-3 | Model 13 Alarm Controller |  |  | 10 |  | ELC020 | Electrical, Instrumentation | 7772063 | Terminal strip, 12 sections, (tubular d… | 2 | 2 | 0 |  |  |  |  | Material | 1 | Unit | EA | 0 | 0 |  |  |  |  | 1 |  |  |  | 1 | 0 | 0 |  |  | 0 | 0 | 0 | 0 | 0 | 0 | 0
8033408-3 | Model 13 Alarm Controller |  |  | 10 |  | ELC020 | Electrical, Instrumentation | 8033407-3 | ENCLOSURE FABRICATION FOR MODEL 13 SERI… | 3 | 3 | 0 |  |  |  |  | Material | 1 | Unit | EA | 0 | 0 |  |  |  |  | 1 |  |  |  | 1 | 0 | 0 |  |  | 0 | 0 | 0 | 0 | 0 | 0 | 0
8033408-3 | Model 13 Alarm Controller |  |  | 10 |  | ELC020 | Electrical, Instrumentation | 7890005 | connector, strain relief, straight, wat… | 4 | 4 | 0 |  |  |  |  | Material | 1 | Unit | EA | 0 | 0 |  |  |  |  | 1 |  |  |  | 1 | 0 | 0 |  |  | 0 | 0 | 0 | 0 | 0 | 0 | 0
8033408-3 | Model 13 Alarm Controller |  |  | 10 |  | ELC020 | Electrical, Instrumentation | 8035477-3 | ON/OFF CONTROL SWITCH LEGEND PLATES FOR… | 5 | 5 | 0 |  |  |  |  | Material | 1 | Unit | EA | 0 | 0 |  |  |  |  | 1 |  |  |  | 1 | 0 | 0 |  |  | 0 | 0 | 0 | 0 | 0 | 0 | 0
8033408-3 | Model 13 Alarm Controller |  |  | 10 |  | ELC020 | Electrical, Instrumentation | 7735153 | Illuminated yellow selector operator, 2… | 6 | 6 | 0 |  |  |  |  | Material | 1 | Unit | EA | 0 | 0 |  |  |  |  | 1 |  |  |  | 1 | 0 | 0 |  |  | 0 | 0 | 0 | 0 | 0 | 0 | 0
8033408-3 | Model 13 Alarm Controller |  |  | 10 |  | ELC020 | Electrical, Instrumentation | 7731123 | Mtg. Base & White 24-120V AC/DC LED | 7 | 7 | 0 |  |  |  |  | Material | 1 | Unit | EA | 0 | 0 |  |  |  |  | 1 |  |  |  | 1 | 0 | 0 |  |  | 0 | 0 | 0 | 0 | 0 | 0 | 0
8033408-3 | Model 13 Alarm Controller |  |  | 10 |  | ELC020 | Electrical, Instrumentation | 7731116-1 | Contact block, 1 N.O. | 8 | 8 | 0 |  |  |  |  | Material | 1 | Unit | EA | 0 | 0 |  |  |  |  | 1 |  |  |  | 1 | 0 | 0 |  |  | 0 | 0 | 0 | 0 | 0 | 0 | 0
8033408-3 | Model 13 Alarm Controller |  |  | 10 |  | ELC020 | Electrical, Instrumentation | 2505901 | Washer, Standard, #8, Pl. Stl. | 9 | 9 | 0 |  |  |  |  | Material | 2 | Unit | EA | 0 | 0 |  |  |  |  | 1 |  |  |  | 1 | 0 | 0 |  |  | 0 | 0 | 0 | 0 | 0 | 0 | 0
8033408-3 | Model 13 Alarm Controller |  |  | 10 |  | ELC020 | Electrical, Instrumentation | 2595901 | Washer, Lock, Int. Tooth, #8, Pl. Stl. | 10 | 10 | 0 |  |  |  |  | Material | 2 | Unit | EA | 0 | 0 |  |  |  |  | 1 |  |  |  | 1 | 0 | 0 |  |  | 0 | 0 | 0 | 0 | 0 | 0 | 0
8033408-3 | Model 13 Alarm Controller |  |  | 10 |  | ELC020 | Electrical, Instrumentation | 2231406 | M.Scr, Bnd Hd., 8-32, 3/4, Pl. Stl. | 11 | 11 | 0 |  |  |  |  | Material | 2 | Unit | EA | 0 | 0 |  |  |  |  | 1 |  |  |  | 1 | 0 | 0 |  |  | 0 | 0 | 0 | 0 | 0 | 0 | 0
8033408-4 | Model 13 Alarm Controller |  |  | 10 |  | ELC020 | Electrical, Instrumentation | 8033408-X | Model 13 Alarm Controller | 1 | 1 | 0 |  |  |  |  | Material | 1 | Unit | EA | 0 | 0 |  |  |  |  | 1 |  |  |  | 1 | 0 | 0 |  |  | 0 | 0 | 0 | 0 | 0 | 0 | 0
8033408-4 | Model 13 Alarm Controller |  |  | 10 |  | ELC020 | Electrical, Instrumentation | 7772063 | Terminal strip, 12 sections, (tubular d… | 2 | 2 | 0 |  |  |  |  | Material | 1 | Unit | EA | 0 | 0 |  |  |  |  | 1 |  |  |  | 1 | 0 | 0 |  |  | 0 | 0 | 0 | 0 | 0 | 0 | 0
8033408-4 | Model 13 Alarm Controller |  |  | 10 |  | ELC020 | Electrical, Instrumentation | 8033407-4 | ENCLOSURE FABRICATION FOR MODEL 13 SERI… | 3 | 3 | 0 |  |  |  |  | Material | 1 | Unit | EA | 0 | 0 |  |  |  |  | 1 |  |  |  | 1 | 0 | 0 |  |  | 0 | 0 | 0 | 0 | 0 | 0 | 0
8033408-4 | Model 13 Alarm Controller |  |  | 10 |  | ELC020 | Electrical, Instrumentation | 7890005 | connector, strain relief, straight, wat… | 4 | 4 | 0 |  |  |  |  | Material | 2 | Unit | EA | 0 | 0 |  |  |  |  | 1 |  |  |  | 1 | 0 | 0 |  |  | 0 | 0 | 0 | 0 | 0 | 0 | 0
8033408-4 | Model 13 Alarm Controller |  |  | 10 |  | ELC020 | Electrical, Instrumentation | 8035477-2 | ON/OFF CONTROL SWITCH LEGEND PLATES FOR… | 5 | 5 | 0 |  |  |  |  | Material | 1 | Unit | EA | 0 | 0 |  |  |  |  | 1 |  |  |  | 1 | 0 | 0 |  |  | 0 | 0 | 0 | 0 | 0 | 0 | 0
8033408-4 | Model 13 Alarm Controller |  |  | 10 |  | ELC020 | Electrical, Instrumentation | 8035477-3 | ON/OFF CONTROL SWITCH LEGEND PLATES FOR… | 6 | 6 | 0 |  |  |  |  | Material | 1 | Unit | EA | 0 | 0 |  |  |  |  | 1 |  |  |  | 1 | 0 | 0 |  |  | 0 | 0 | 0 | 0 | 0 | 0 | 0
8033408-4 | Model 13 Alarm Controller |  |  | 10 |  | ELC020 | Electrical, Instrumentation | 7735153 | Illuminated yellow selector operator, 2… | 7 | 7 | 0 |  |  |  |  | Material | 2 | Unit | EA | 0 | 0 |  |  |  |  | 1 |  |  |  | 1 | 0 | 0 |  |  | 0 | 0 | 0 | 0 | 0 | 0 | 0
8033408-4 | Model 13 Alarm Controller |  |  | 10 |  | ELC020 | Electrical, Instrumentation | 7731123 | Mtg. Base & White 24-120V AC/DC LED | 8 | 8 | 0 |  |  |  |  | Material | 2 | Unit | EA | 0 | 0 |  |  |  |  | 1 |  |  |  | 1 | 0 | 0 |  |  | 0 | 0 | 0 | 0 | 0 | 0 | 0
8033408-4 | Model 13 Alarm Controller |  |  | 10 |  | ELC020 | Electrical, Instrumentation | 7731116-1 | Contact block, 1 N.O. | 9 | 9 | 0 |  |  |  |  | Material | 2 | Unit | EA | 0 | 0 |  |  |  |  | 1 |  |  |  | 1 | 0 | 0 |  |  | 0 | 0 | 0 | 0 | 0 | 0 | 0
8033408-4 | Model 13 Alarm Controller |  |  | 10 |  | ELC020 | Electrical, Instrumentation | 7161410 | metallized polyester cap, 250VDC, .1mfd | 10 | 10 | 0 |  |  |  |  | Material | 1 | Unit | EA | 0 | 0 |  |  |  |  | 1 |  |  |  | 1 | 0 | 0 |  |  | 0 | 0 | 0 | 0 | 0 | 0 | 0
8033408-4 | Model 13 Alarm Controller |  |  | 10 |  | ELC020 | Electrical, Instrumentation | 2505901 | Washer, Standard, #8, Pl. Stl. | 11 | 11 | 0 |  |  |  |  | Material | 2 | Unit | EA | 0 | 0 |  |  |  |  | 1 |  |  |  | 1 | 0 | 0 |  |  | 0 | 0 | 0 | 0 | 0 | 0 | 0
8033408-4 | Model 13 Alarm Controller |  |  | 10 |  | ELC020 | Electrical, Instrumentation | 2595901 | Washer, Lock, Int. Tooth, #8, Pl. Stl. | 12 | 12 | 0 |  |  |  |  | Material | 2 | Unit | EA | 0 | 0 |  |  |  |  | 1 |  |  |  | 1 | 0 | 0 |  |  | 0 | 0 | 0 | 0 | 0 | 0 | 0
8033408-4 | Model 13 Alarm Controller |  |  | 10 |  | ELC020 | Electrical, Instrumentation | 2231406 | M.Scr, Bnd Hd., 8-32, 3/4, Pl. Stl. | 13 | 13 | 0 |  |  |  |  | Material | 2 | Unit | EA | 0 | 0 |  |  |  |  | 1 |  |  |  | 1 | 0 | 0 |  |  | 0 | 0 | 0 | 0 | 0 | 0 | 0
8033409-X | P.C. BOARD ASSEMBLY FOR MODEL 13 SERIES… |  |  | 10 |  | ELC010 | Electrical, Benchwork | 7160747-1 | electrolytic cap, 470 mfd, 35 VDC | 1 | 1 | 0 |  |  |  |  | Material | 1 | Unit | EA | 0 | 0 |  |  |  |  | 1 |  |  |  | 1 | 0 | 0 |  |  | 0 | 0 | 0 | 0 | 0 | 0 | 0
8033409-X | P.C. BOARD ASSEMBLY FOR MODEL 13 SERIES… |  |  | 10 |  | ELC010 | Electrical, Benchwork | 7163422 | ceramic cap, 50V, .22mfd | 2 | 2 | 0 |  |  |  |  | Material | 4 | Unit | EA | 0 | 0 |  |  |  |  | 1 |  |  |  | 1 | 0 | 0 |  |  | 0 | 0 | 0 | 0 | 0 | 0 | 0
8033409-X | P.C. BOARD ASSEMBLY FOR MODEL 13 SERIES… |  |  | 10 |  | ELC010 | Electrical, Benchwork | 7163510 | ceramic cap, 50V, 1mfd | 3 | 3 | 0 |  |  |  |  | Material | 1 | Unit | EA | 0 | 0 |  |  |  |  | 1 |  |  |  | 1 | 0 | 0 |  |  | 0 | 0 | 0 | 0 | 0 | 0 | 0
8033409-X | P.C. BOARD ASSEMBLY FOR MODEL 13 SERIES… |  |  | 10 |  | ELC010 | Electrical, Benchwork | 7163410 | ceramic cap, 50V, .1mfd, .25"lead gap | 4 | 4 | 0 |  |  |  |  | Material | 1 | Unit | EA | 0 | 0 |  |  |  |  | 1 |  |  |  | 1 | 0 | 0 |  |  | 0 | 0 | 0 | 0 | 0 | 0 | 0
8033409-X | P.C. BOARD ASSEMBLY FOR MODEL 13 SERIES… |  |  | 10 |  | ELC010 | Electrical, Benchwork | 7166610-1 | tantalum cap, 25V, 10MF, radial, 10% | 5 | 5 | 0 |  |  |  |  | Material | 1 | Unit | EA | 0 | 0 |  |  |  |  | 1 |  |  |  | 1 | 0 | 0 |  |  | 0 | 0 | 0 | 0 | 0 | 0 | 0
8033409-X | P.C. BOARD ASSEMBLY FOR MODEL 13 SERIES… |  |  | 10 |  | ELC010 | Electrical, Benchwork | 7163320-1 | ceramic disc cap, 500V, .02mfd | 6 | 6 | 0 |  |  |  |  | Material | 2 | Unit | EA | 0 | 0 |  |  |  |  | 1 |  |  |  | 1 | 0 | 0 |  |  | 0 | 0 | 0 | 0 | 0 | 0 | 0
8033409-X | P.C. BOARD ASSEMBLY FOR MODEL 13 SERIES… |  |  | 10 |  | ELC010 | Electrical, Benchwork | 7163322 | ceramic cap, 50V, .022mfd | 7 | 7 | 0 |  |  |  |  | Material | 1 | Unit | EA | 0 | 0 |  |  |  |  | 1 |  |  |  | 1 | 0 | 0 |  |  | 0 | 0 | 0 | 0 | 0 | 0 | 0
8033409-X | P.C. BOARD ASSEMBLY FOR MODEL 13 SERIES… |  |  | 10 |  | ELC010 | Electrical, Benchwork | 7240006 | diode, Si, PIV=100V, If max=1.0A @75 de… | 8 | 8 | 0 |  |  |  |  | Material | 2 | Unit | EA | 0 | 0 |  |  |  |  | 1 |  |  |  | 1 | 0 | 0 |  |  | 0 | 0 | 0 | 0 | 0 | 0 | 0
8033409-X | P.C. BOARD ASSEMBLY FOR MODEL 13 SERIES… |  |  | 10 |  | ELC010 | Electrical, Benchwork | 7240007-2 | diode Si, PIV=75V, (signal) | 9 | 9 | 0 |  |  |  |  | Material | 1 | Unit | EA | 0 | 0 |  |  |  |  | 1 |  |  |  | 1 | 0 | 0 |  |  | 0 | 0 | 0 | 0 | 0 | 0 | 0
8033409-X | P.C. BOARD ASSEMBLY FOR MODEL 13 SERIES… |  |  | 10 |  | ELC010 | Electrical, Benchwork | 7240022 | Zener diode, 10%,.5W, 6.2V | 10 | 10 | 0 |  |  |  |  | Material | 1 | Unit | EA | 0 | 0 |  |  |  |  | 1 |  |  |  | 1 | 0 | 0 |  |  | 0 | 0 | 0 | 0 | 0 | 0 | 0
8033409-X | P.C. BOARD ASSEMBLY FOR MODEL 13 SERIES… |  |  | 10 |  | ELC010 | Electrical, Benchwork | 7240018 | DIP bridge rectifier, PIV=200V, If=1A | 11 | 11 | 0 |  |  |  |  | Material | 1 | Unit | EA | 0 | 0 |  |  |  |  | 1 |  |  |  | 1 | 0 | 0 |  |  | 0 | 0 | 0 | 0 | 0 | 0 | 0
8033409-X | P.C. BOARD ASSEMBLY FOR MODEL 13 SERIES… |  |  | 10 |  | ELC010 | Electrical, Benchwork | 7305210 | Pico fuse (263 series), 1 Amp, 250VAC, … | 12 | 12 | 0 |  |  |  |  | Material | 1 | Unit | EA | 0 | 0 |  |  |  |  | 1 |  |  |  | 1 | 0 | 0 |  |  | 0 | 0 | 0 | 0 | 0 | 0 | 0
8033409-X | P.C. BOARD ASSEMBLY FOR MODEL 13 SERIES… |  |  | 10 |  | ELC010 | Electrical, Benchwork | 7689001 | Pin receptacle, tin plated contacts, fo… | 13 | 13 | 0 |  |  |  |  | Material | 2 | Unit | EA | 0 | 0 |  |  |  |  | 1 |  |  |  | 1 | 0 | 0 |  |  | 0 | 0 | 0 | 0 | 0 | 0 | 0
8033409-X | P.C. BOARD ASSEMBLY FOR MODEL 13 SERIES… |  |  | 10 |  | ELC010 | Electrical, Benchwork | 7440032 | Voltage regulator, (+12V, 1.0A) | 14 | 14 | 0 |  |  |  |  | Material | 1 | Unit | EA | 0 | 0 |  |  |  |  | 1 |  |  |  | 1 | 0 | 0 |  |  | 0 | 0 | 0 | 0 | 0 | 0 | 0
8033409-X | P.C. BOARD ASSEMBLY FOR MODEL 13 SERIES… |  |  | 10 |  | ELC010 | Electrical, Benchwork | 7442002 | CMOS Timer (in an 8 pin DIP) | 15 | 15 | 0 |  |  |  |  | Material | 1 | Unit | EA | 0 | 0 |  |  |  |  | 1 |  |  |  | 1 | 0 | 0 |  |  | 0 | 0 | 0 | 0 | 0 | 0 | 0
8033409-X | P.C. BOARD ASSEMBLY FOR MODEL 13 SERIES… |  |  | 10 |  | ELC010 | Electrical, Benchwork | 7683004-1 | IC socket,8 pin DIP | 16 | 16 | 0 |  |  |  |  | Material | 1 | Unit | EA | 0 | 0 |  |  |  |  | 1 |  |  |  | 1 | 0 | 0 |  |  | 0 | 0 | 0 | 0 | 0 | 0 | 0
8033409-X | P.C. BOARD ASSEMBLY FOR MODEL 13 SERIES… |  |  | 10 |  | ELC010 | Electrical, Benchwork | 7195035 | P.C. board male connector,24 pin (break… | 17 | 17 | 0 |  |  |  |  | Material | 4 | Unit | P | 0 | 0 |  |  |  |  | 1 |  |  |  | 1 | 0 | 0 |  |  | 0 | 0 | 0 | 0 | 0 | 0 | 0
8033409-X | P.C. BOARD ASSEMBLY FOR MODEL 13 SERIES… |  |  | 10 |  | ELC010 | Electrical, Benchwork | 7195035 | P.C. board male connector,24 pin (break… | 18 | 18 | 0 |  |  |  |  | Material | 15 | Unit | P | 0 | 0 |  |  |  |  | 1 |  |  |  | 1 | 0 | 0 |  |  | 0 | 0 | 0 | 0 | 0 | 0 | 0
8033409-X | P.C. BOARD ASSEMBLY FOR MODEL 13 SERIES… |  |  | 10 |  | ELC010 | Electrical, Benchwork | 7195035 | P.C. board male connector,24 pin (break… | 19 | 19 | 0 |  |  |  |  | Material | 8 | Unit | P | 0 | 0 |  |  |  |  | 1 |  |  |  | 1 | 0 | 0 |  |  | 0 | 0 | 0 | 0 | 0 | 0 | 0
8033409-X | P.C. BOARD ASSEMBLY FOR MODEL 13 SERIES… |  |  | 10 |  | ELC010 | Electrical, Benchwork | 7195101 | PCB header, 36 pin | 20 | 20 | 0 |  |  |  |  | Material | 1 | Unit | EA | 0 | 0 |  |  |  |  | 1 |  |  |  | 1 | 0 | 0 |  |  | 0 | 0 | 0 | 0 | 0 | 0 | 0
8033409-X | P.C. BOARD ASSEMBLY FOR MODEL 13 SERIES… |  |  | 10 |  | ELC010 | Electrical, Benchwork | 7195104 | two circuit shunt | 21 | 21 | 0 |  |  |  |  | Material | 4 | Unit | EA | 0 | 0 |  |  |  |  | 1 |  |  |  | 1 | 0 | 0 |  |  | 0 | 0 | 0 | 0 | 0 | 0 | 0
8033409-X | P.C. BOARD ASSEMBLY FOR MODEL 13 SERIES… |  |  | 10 |  | ELC010 | Electrical, Benchwork | 7524005-1 | Opto isolator | 22 | 22 | 0 |  |  |  |  | Material | 1 | Unit | EA | 0 | 0 |  |  |  |  | 1 |  |  |  | 1 | 0 | 0 |  |  | 0 | 0 | 0 | 0 | 0 | 0 | 0
8033409-X | P.C. BOARD ASSEMBLY FOR MODEL 13 SERIES… |  |  | 10 |  | ELC010 | Electrical, Benchwork | 7683005 | IC socket, 6 pin DIP | 23 | 23 | 0 |  |  |  |  | Material | 1 | Unit | EA | 0 | 0 |  |  |  |  | 1 |  |  |  | 1 | 0 | 0 |  |  | 0 | 0 | 0 | 0 | 0 | 0 | 0
8033409-X | P.C. BOARD ASSEMBLY FOR MODEL 13 SERIES… |  |  | 10 |  | ELC010 | Electrical, Benchwork | 7524012 | Opto-isolator, zero crossing, triac dri… | 24 | 24 | 0 |  |  |  |  | Material | 2 | Unit | EA | 0 | 0 |  |  |  |  | 1 |  |  |  | 1 | 0 | 0 |  |  | 0 | 0 | 0 | 0 | 0 | 0 | 0
8033409-X | P.C. BOARD ASSEMBLY FOR MODEL 13 SERIES… |  |  | 10 |  | ELC010 | Electrical, Benchwork | 7683005 | IC socket, 6 pin DIP | 25 | 25 | 0 |  |  |  |  | Material | 2 | Unit | EA | 0 | 0 |  |  |  |  | 1 |  |  |  | 1 | 0 | 0 |  |  | 0 | 0 | 0 | 0 | 0 | 0 | 0
8033409-X | P.C. BOARD ASSEMBLY FOR MODEL 13 SERIES… |  |  | 10 |  | ELC010 | Electrical, Benchwork | 7526003 | red T1-3/4 LED | 26 | 26 | 0 |  |  |  |  | Material | 1 | Unit | EA | 0 | 0 |  |  |  |  | 1 |  |  |  | 1 | 0 | 0 |  |  | 0 | 0 | 0 | 0 | 0 | 0 | 0
8033409-X | P.C. BOARD ASSEMBLY FOR MODEL 13 SERIES… |  |  | 10 |  | ELC010 | Electrical, Benchwork | 7820012 | Triac, 600V, 25A, T0220 | 27 | 27 | 0 |  |  |  |  | Material | 1 | Unit | EA | 0 | 0 |  |  |  |  | 1 |  |  |  | 1 | 0 | 0 |  |  | 0 | 0 | 0 | 0 | 0 | 0 | 0
8033409-X | P.C. BOARD ASSEMBLY FOR MODEL 13 SERIES… |  |  | 10 |  | ELC010 | Electrical, Benchwork | 7641133 | Resistor, carbon film, 330 Ohm, 1/4W, 5% | 28 | 28 | 0 |  |  |  |  | Material | 1 | Unit | EA | 0 | 0 |  |  |  |  | 1 |  |  |  | 1 | 0 | 0 |  |  | 0 | 0 | 0 | 0 | 0 | 0 | 0
8033409-X | P.C. BOARD ASSEMBLY FOR MODEL 13 SERIES… |  |  | 10 |  | ELC010 | Electrical, Benchwork | 7641410 | Resistor, carbon film, 100K, 1/4W, 5% | 29 | 29 | 0 |  |  |  |  | Material | 1 | Unit | EA | 0 | 0 |  |  |  |  | 1 |  |  |  | 1 | 0 | 0 |  |  | 0 | 0 | 0 | 0 | 0 | 0 | 0
8033409-X | P.C. BOARD ASSEMBLY FOR MODEL 13 SERIES… |  |  | 10 |  | ELC010 | Electrical, Benchwork | 7641147 | Resistor, carbon film, 470 Ohm, 1/4W, 5% | 30 | 30 | 0 |  |  |  |  | Material | 2 | Unit | EA | 0 | 0 |  |  |  |  | 1 |  |  |  | 1 | 0 | 0 |  |  | 0 | 0 | 0 | 0 | 0 | 0 | 0
8033409-X | P.C. BOARD ASSEMBLY FOR MODEL 13 SERIES… |  |  | 10 |  | ELC010 | Electrical, Benchwork | 7641310 | Resistor, carbon film, 10K, 1/4W, 5% | 31 | 31 | 0 |  |  |  |  | Material | 1 | Unit | EA | 0 | 0 |  |  |  |  | 1 |  |  |  | 1 | 0 | 0 |  |  | 0 | 0 | 0 | 0 | 0 | 0 | 0
8033409-X | P.C. BOARD ASSEMBLY FOR MODEL 13 SERIES… |  |  | 10 |  | ELC010 | Electrical, Benchwork | 7641215 | Resistor, carbon film, 1.5K, 1/4W, 5% | 32 | 32 | 0 |  |  |  |  | Material | 2 | Unit | EA | 0 | 0 |  |  |  |  | 1 |  |  |  | 1 | 0 | 0 |  |  | 0 | 0 | 0 | 0 | 0 | 0 | 0
8033409-X | P.C. BOARD ASSEMBLY FOR MODEL 13 SERIES… |  |  | 10 |  | ELC010 | Electrical, Benchwork | 7641210 | Resistor, carbon film, 1.0K, 1/4W, 5% | 33 | 33 | 0 |  |  |  |  | Material | 1 | Unit | EA | 0 | 0 |  |  |  |  | 1 |  |  |  | 1 | 0 | 0 |  |  | 0 | 0 | 0 | 0 | 0 | 0 | 0
8033409-X | P.C. BOARD ASSEMBLY FOR MODEL 13 SERIES… |  |  | 10 |  | ELC010 | Electrical, Benchwork | 7641110 | 100 ohm resistor, carbon film, 1/4W, 5% | 34 | 34 | 0 |  |  |  |  | Material | 1 | Unit | EA | 0 | 0 |  |  |  |  | 1 |  |  |  | 1 | 0 | 0 |  |  | 0 | 0 | 0 | 0 | 0 | 0 | 0
8033409-X | P.C. BOARD ASSEMBLY FOR MODEL 13 SERIES… |  |  | 10 |  | ELC010 | Electrical, Benchwork | 7642347 | Resistor, carbon film, 47K, 1/2W, 5% | 35 | 35 | 0 |  |  |  |  | Material | 1 | Unit | EA | 0 | 0 |  |  |  |  | 1 |  |  |  | 1 | 0 | 0 |  |  | 0 | 0 | 0 | 0 | 0 | 0 | 0
8033409-X | P.C. BOARD ASSEMBLY FOR MODEL 13 SERIES… |  |  | 10 |  | ELC010 | Electrical, Benchwork | 7303112 | Resettable fuse, .12A, 250V | 36 | 36 | 0 |  |  |  |  | Material | 1 | Unit | EA | 0 | 0 |  |  |  |  | 1 |  |  |  | 1 | 0 | 0 |  |  | 0 | 0 | 0 | 0 | 0 | 0 | 0
8033409-X | P.C. BOARD ASSEMBLY FOR MODEL 13 SERIES… |  |  | 10 |  | ELC010 | Electrical, Benchwork | 7801009 | transformer, power supply, PRI-115V, Du… | 37 | 37 | 0 |  |  |  |  | Material | 1 | Unit | EA | 0 | 0 |  |  |  |  | 1 |  |  |  | 1 | 0 | 0 |  |  | 0 | 0 | 0 | 0 | 0 | 0 | 0
8033409-X | P.C. BOARD ASSEMBLY FOR MODEL 13 SERIES… |  |  | 10 |  | ELC010 | Electrical, Benchwork | 7810001 | transient suppressor, 120V | 38 | 38 | 0 |  |  |  |  | Material | 1 | Unit | EA | 0 | 0 |  |  |  |  | 1 |  |  |  | 1 | 0 | 0 |  |  | 0 | 0 | 0 | 0 | 0 | 0 | 0
8033409-X | P.C. BOARD ASSEMBLY FOR MODEL 13 SERIES… |  |  | 10 |  | ELC010 | Electrical, Benchwork | 7602006-1 | DIP Relay, 12VDC Coil, DPDT | 39 | 39 | 0 |  |  |  |  | Material | 2 | Unit | EA | 0 | 0 |  |  |  |  | 1 |  |  |  | 1 | 0 | 0 |  |  | 0 | 0 | 0 | 0 | 0 | 0 | 0
8033409-X | P.C. BOARD ASSEMBLY FOR MODEL 13 SERIES… |  |  | 10 |  | ELC010 | Electrical, Benchwork | 7600007-2 | Relay, AC type, 4PDT, 3A, 120VAC | 40 | 40 | 0 |  |  |  |  | Material | 1 | Unit | EA | 0 | 0 |  |  |  |  | 1 |  |  |  | 1 | 0 | 0 |  |  | 0 | 0 | 0 | 0 | 0 | 0 | 0
8033409-X | P.C. BOARD ASSEMBLY FOR MODEL 13 SERIES… |  |  | 10 |  | ELC010 | Electrical, Benchwork | 7682011-2 | Relay socket | 41 | 41 | 0 |  |  |  |  | Material | 1 | Unit | EA | 0 | 0 |  |  |  |  | 1 |  |  |  | 1 | 0 | 0 |  |  | 0 | 0 | 0 | 0 | 0 | 0 | 0
8033409-X | P.C. BOARD ASSEMBLY FOR MODEL 13 SERIES… |  |  | 10 |  | ELC010 | Electrical, Benchwork | 8033429 | P.C. Board - Model 13 | 42 | 42 | 0 |  |  |  |  | Material | 1 | Unit | EA | 0 | 0 |  |  |  |  | 1 |  |  |  | 1 | 0 | 0 |  |  | 0 | 0 | 0 | 0 | 0 | 0 | 0
8033409-1 | P.C. BOARD ASSEMBLY FOR MODEL 13 SERIES… |  |  | 10 |  | ELC010 | Electrical, Benchwork | 8033409-X | P.C. BOARD ASSEMBLY FOR MODEL 13 SERIES… | 1 | 1 | 0 |  |  |  |  | Material | 1 | Unit | EA | 0 | 0 |  |  |  |  | 1 |  |  |  | 1 | 0 | 0 |  |  | 0 | 0 | 0 | 0 | 0 | 0 | 0
8033409-2 | P.C. BOARD ASSEMBLY FOR MODEL 13 SERIES… |  |  | 10 |  | ELC010 | Electrical, Benchwork | 8033409-X | P.C. BOARD ASSEMBLY FOR MODEL 13 SERIES… | 1 | 1 | 0 |  |  |  |  | Material | 1 | Unit | EA | 0 | 0 |  |  |  |  | 1 |  |  |  | 1 | 0 | 0 |  |  | 0 | 0 | 0 | 0 | 0 | 0 | 0
8033409-2 | P.C. BOARD ASSEMBLY FOR MODEL 13 SERIES… |  |  | 10 |  | ELC010 | Electrical, Benchwork | 7195035 | P.C. board male connector,24 pin (break… | 2 | 2 | 0 |  |  |  |  | Material | 6 | Unit | P | 0 | 0 |  |  |  |  | 1 |  |  |  | 1 | 0 | 0 |  |  | 0 | 0 | 0 | 0 | 0 | 0 | 0
8033409-2 | P.C. BOARD ASSEMBLY FOR MODEL 13 SERIES… |  |  | 10 |  | ELC010 | Electrical, Benchwork | 7526003 | red T1-3/4 LED | 3 | 3 | 0 |  |  |  |  | Material | 2 | Unit | EA | 0 | 0 |  |  |  |  | 1 |  |  |  | 1 | 0 | 0 |  |  | 0 | 0 | 0 | 0 | 0 | 0 | 0
8033410 | Contactor Box for Model 29B, BH |  |  | 10 |  | ELC020 | Electrical, Instrumentation | 7130015 | JIC box, (8x6x6), (hinged) | 1 | 1 | 0 |  |  |  |  | Material | 1 | Unit | EA | 0 | 0 |  |  |  |  | 1 |  |  |  | 1 | 0 | 0 |  |  | 0 | 0 | 0 | 0 | 0 | 0 | 0
8033410 | Contactor Box for Model 29B, BH |  |  | 10 |  | ELC020 | Electrical, Instrumentation | 7134010 | panel, (6-3/4x4-7/8), (for A806CH & A80… | 2 | 2 | 0 |  |  |  |  | Material | 1 | Unit | EA | 0 | 0 |  |  |  |  | 1 |  |  |  | 1 | 0 | 0 |  |  | 0 | 0 | 0 | 0 | 0 | 0 | 0
8033411 | Model 29B Mounting Plate |  |  | 10 |  | FAB010 | Fabrication, Saw | 9011003 | 3/16" HRS Plate, per sq.ft. | 1 | 1 | 0 |  |  |  |  | Material | 4 | Unit | SF | 0 | 0 |  |  |  |  | 1 |  |  |  | 1 | 0 | 0 |  |  | 0 | 0 | 0 | 0 | 0 | 0 | 0
8033411 | Model 29B Mounting Plate |  |  | 60 |  | FIN020 | Finishing, Paint | 9812001 | Paint, Polane B, Circuit Blue | 1 | 1 | 0 |  |  |  |  | Material | 0.0625 | Unit | PT | 0 | 0 |  |  |  |  | 1 |  |  |  | 1 | 0 | 0 |  |  | 0 | 0 | 0 | 0 | 0 | 0 | 0
8033418 | MODEL 27BH MOUNTING PANEL FOR MODEL 76F… |  |  | 10 |  | FAB010 | Fabrication, Saw | 9011003 | 3/16" HRS Plate, per sq.ft. | 1 | 1 | 0 |  |  |  |  | Material | 3 | Unit | SF | 0 | 0 |  |  |  |  | 1 |  |  |  | 1 | 0 | 0 |  |  | 0 | 0 | 0 | 0 | 0 | 0 | 0
8033418 | MODEL 27BH MOUNTING PANEL FOR MODEL 76F… |  |  | 60 |  | FIN020 | Finishing, Paint | 9812001 | Paint, Polane B, Circuit Blue | 1 | 1 | 0 |  |  |  |  | Material | 0.0625 | Unit | PT | 0 | 0 |  |  |  |  | 1 |  |  |  | 1 | 0 | 0 |  |  | 0 | 0 | 0 | 0 | 0 | 0 | 0
8033419 | MOD. 27B MOUNTING PANEL FOR MOD. 76CX, … |  |  | 10 |  | FAB010 | Fabrication, Saw | 9011003 | 3/16" HRS Plate, per sq.ft. | 1 | 1 | 0 |  |  |  |  | Material | 2 | Unit | SF | 0 | 0 |  |  |  |  | 1 |  |  |  | 1 | 0 | 0 |  |  | 0 | 0 | 0 | 0 | 0 | 0 | 0
8033419 | MOD. 27B MOUNTING PANEL FOR MOD. 76CX, … |  |  | 60 |  | FIN020 | Finishing, Paint | 9812001 | Paint, Polane B, Circuit Blue | 1 | 1 | 0 |  |  |  |  | Material | 0.0625 | Unit | PT | 0 | 0 |  |  |  |  | 1 |  |  |  | 1 | 0 | 0 |  |  | 0 | 0 | 0 | 0 | 0 | 0 | 0
8033412-X | FRAME WELDING ASSEMBLY FOR MOD. 29B REV… |  |  | 10 |  | FAB070 | Fabrication, Welding | 8033412-A | FRAME WELDING ASSEMBLY FOR MOD. 29B REV… | 1 | 1 | 0 |  |  |  |  | Material | 2 | Unit | EA | 0 | 0 |  |  |  |  | 1 |  |  |  | 1 | 0 | 0 |  |  | 0 | 0 | 0 | 0 | 0 | 0 | 0
8033412-X | FRAME WELDING ASSEMBLY FOR MOD. 29B REV… |  |  | 10 |  | FAB070 | Fabrication, Welding | 8033855 | FRAME CONNECTING ANGLE MOD. 29B,BH REVE… | 2 | 2 | 0 |  |  |  |  | Material | 1 | Unit | EA | 0 | 0 |  |  |  |  | 1 |  |  |  | 1 | 0 | 0 |  |  | 0 | 0 | 0 | 0 | 0 | 0 | 0
8033412-X | FRAME WELDING ASSEMBLY FOR MOD. 29B REV… |  |  | 10 |  | FAB070 | Fabrication, Welding | 8033413 | Frame Base Angle for Model 29B | 3 | 3 | 0 |  |  |  |  | Material | 1 | Unit | EA | 0 | 0 |  |  |  |  | 1 |  |  |  | 1 | 0 | 0 |  |  | 0 | 0 | 0 | 0 | 0 | 0 | 0
8033412-X | FRAME WELDING ASSEMBLY FOR MOD. 29B REV… |  |  | 10 |  | FAB070 | Fabrication, Welding | 8033414-1 | Frame Mounting Angles for Model 29B | 4 | 4 | 0 |  |  |  |  | Material | 1 | Unit | EA | 0 | 0 |  |  |  |  | 1 |  |  |  | 1 | 0 | 0 |  |  | 0 | 0 | 0 | 0 | 0 | 0 | 0
8033412-X | FRAME WELDING ASSEMBLY FOR MOD. 29B REV… |  |  | 10 |  | FAB070 | Fabrication, Welding | 8033414-2 | Frame Mounting Angles for Model 29B | 5 | 5 | 0 |  |  |  |  | Material | 1 | Unit | EA | 0 | 0 |  |  |  |  | 1 |  |  |  | 1 | 0 | 0 |  |  | 0 | 0 | 0 | 0 | 0 | 0 | 0
8033412-1 | FRAME WELDING ASSEMBLY FOR MOD. 29B REV… |  |  | 10 |  | FAB070 | Fabrication, Welding | 8033412-X | FRAME WELDING ASSEMBLY FOR MOD. 29B REV… | 1 | 1 | 0 |  |  |  |  | Material | 1 | Unit | EA | 0 | 0 |  |  |  |  | 1 |  |  |  | 1 | 0 | 0 |  |  | 0 | 0 | 0 | 0 | 0 | 0 | 0
8033412-1 | FRAME WELDING ASSEMBLY FOR MOD. 29B REV… |  |  | 30 |  | FIN020 | Finishing, Paint | 9812001 | Paint, Polane B, Circuit Blue | 1 | 1 | 0 |  |  |  |  | Material | 0.0625 | Unit | PT | 0 | 0 |  |  |  |  | 1 |  |  |  | 1 | 0 | 0 |  |  | 0 | 0 | 0 | 0 | 0 | 0 | 0
8033412-2 | FRAME WELDING ASSEMBLY FOR MOD. 29B REV… |  |  | 10 |  | FAB070 | Fabrication, Welding | 8033412-X | FRAME WELDING ASSEMBLY FOR MOD. 29B REV… | 1 | 1 | 0 |  |  |  |  | Material | 1 | Unit | EA | 0 | 0 |  |  |  |  | 1 |  |  |  | 1 | 0 | 0 |  |  | 0 | 0 | 0 | 0 | 0 | 0 | 0
8033412-2 | FRAME WELDING ASSEMBLY FOR MOD. 29B REV… |  |  | 30 |  | FIN020 | Finishing, Paint | 9812001 | Paint, Polane B, Circuit Blue | 1 | 1 | 0 |  |  |  |  | Material | 0.0625 | Unit | PT | 0 | 0 |  |  |  |  | 1 |  |  |  | 1 | 0 | 0 |  |  | 0 | 0 | 0 | 0 | 0 | 0 | 0
8033412-A | FRAME WELDING ASSEMBLY FOR MOD. 29B REV… |  |  | 10 |  | FAB010 | Fabrication, Saw | 9014122-3 | 1 1/4 x 1 1/4 x 3/16" HRS angle | 1 | 1 | 0 |  |  |  |  | Material | 33.5 | Unit | IN | 0 | 0 |  |  |  |  | 1 |  |  |  | 1 | 0 | 0 |  |  | 0 | 0 | 0 | 0 | 0 | 0 | 0
8033413 | Frame Base Angle for Model 29B |  |  | 10 |  | FAB010 | Fabrication, Saw | 9014204-4 | 2 x 2 x 1/4" HRS Angle | 1 | 1 | 0 |  |  |  |  | Material | 19 | Unit | IN | 0 | 0 |  |  |  |  | 1 |  |  |  | 1 | 0 | 0 |  |  | 0 | 0 | 0 | 0 | 0 | 0 | 0
8033414-1 | Frame Mounting Angles for Model 29B |  |  | 10 |  | FAB010 | Fabrication, Saw | 9014143-4 | 1 1/2 x 1 1/2 x 1/4" HRS Angle | 1 | 1 | 0 |  |  |  |  | Material | 33.5 | Unit | IN | 0 | 0 |  |  |  |  | 1 |  |  |  | 1 | 0 | 0 |  |  | 0 | 0 | 0 | 0 | 0 | 0 | 0
8033414-2 | Frame Mounting Angles for Model 29B |  |  | 10 |  | FAB010 | Fabrication, Saw | 9014143-4 | 1 1/2 x 1 1/2 x 1/4" HRS Angle | 1 | 1 | 0 |  |  |  |  | Material | 33.5 | Unit | IN | 0 | 0 |  |  |  |  | 1 |  |  |  | 1 | 0 | 0 |  |  | 0 | 0 | 0 | 0 | 0 | 0 | 0
8033415-1 | Panel Mounting Angle for Model 29B |  |  | 10 |  | FAB010 | Fabrication, Saw | 9014143-3 | 1-1/2 x 1-1/2 x 3/16 HRS Angle | 1 | 1 | 0 |  |  |  |  | Material | 25 | Unit | IN | 0 | 0 |  |  |  |  | 1 |  |  |  | 1 | 0 | 0 |  |  | 0 | 0 | 0 | 0 | 0 | 0 | 0
8033415-2 | Panel Mounting Angle for Model 29B |  |  | 10 |  | FAB010 | Fabrication, Saw | 9014143-3 | 1-1/2 x 1-1/2 x 3/16 HRS Angle | 1 | 1 | 0 |  |  |  |  | Material | 25 | Unit | IN | 0 | 0 |  |  |  |  | 1 |  |  |  | 1 | 0 | 0 |  |  | 0 | 0 | 0 | 0 | 0 | 0 | 0
8033416 | MODEL 29B REVERSING CONTROLLER PANEL AS… |  |  | 10 |  | ELC020 | Electrical, Instrumentation | 7162347-5 | paper cap, 1200VDC, .047mfd, special | 1 | 1 | 0 |  |  |  |  | Material | 3 | Unit | EA | 0 | 0 |  |  |  |  | 1 |  |  |  | 1 | 0 | 0 |  |  | 0 | 0 | 0 | 0 | 0 | 0 | 0
8033416 | MODEL 29B REVERSING CONTROLLER PANEL AS… |  |  | 10 |  | ELC020 | Electrical, Instrumentation | 7605011 | Starter, 600V, 18A, AC magnetic full vo… | 2 | 2 | 0 |  |  |  |  | Material | 1 | Unit | EA | 0 | 0 |  |  |  |  | 1 |  |  |  | 1 | 0 | 0 |  |  | 0 | 0 | 0 | 0 | 0 | 0 | 0
8033416 | MODEL 29B REVERSING CONTROLLER PANEL AS… |  |  | 10 |  | ELC020 | Electrical, Instrumentation | 7605012 | Starter, 600V, 25A AC magnetic full vol… | 3 | 3 | 0 |  |  |  |  | Material | 1 | Unit | EA | 0 | 0 |  |  |  |  | 1 |  |  |  | 1 | 0 | 0 |  |  | 0 | 0 | 0 | 0 | 0 | 0 | 0
8033416 | MODEL 29B REVERSING CONTROLLER PANEL AS… |  |  | 10 |  | ELC020 | Electrical, Instrumentation | 7800521 | Transformer, Line Power, Universal 2KVA | 4 | 4 | 0 |  |  |  |  | Material | 1 | Unit | EA | 0 | 0 |  |  |  |  | 1 |  |  |  | 1 | 0 | 0 |  |  | 0 | 0 | 0 | 0 | 0 | 0 | 0
8033416 | MODEL 29B REVERSING CONTROLLER PANEL AS… |  |  | 10 |  | ELC020 | Electrical, Instrumentation | 7772067 | Terminal strip, 12 section tubular, 12 … | 5 | 5 | 0 |  |  |  |  | Material | 1 | Unit | EA | 0 | 0 |  |  |  |  | 1 |  |  |  | 1 | 0 | 0 |  |  | 0 | 0 | 0 | 0 | 0 | 0 | 0
8033416 | MODEL 29B REVERSING CONTROLLER PANEL AS… |  |  | 10 |  | ELC020 | Electrical, Instrumentation | 7810001-1 | Transient suppressor, 185 V., 6.5 KA | 6 | 6 | 0 |  |  |  |  | Material | 1 | Unit | EA | 0 | 0 |  |  |  |  | 1 |  |  |  | 1 | 0 | 0 |  |  | 0 | 0 | 0 | 0 | 0 | 0 | 0
8033416 | MODEL 29B REVERSING CONTROLLER PANEL AS… |  |  | 10 |  | ELC020 | Electrical, Instrumentation | 7482024 | AC Variable speed drive, 4 KW, 3 phase,… | 7 | 7 | 0 |  |  |  |  | Material | 1 | Unit | EA | 0 | 0 |  |  |  |  | 1 |  |  |  | 1 | 0 | 0 |  |  | 0 | 0 | 0 | 0 | 0 | 0 | 0
8033416 | MODEL 29B REVERSING CONTROLLER PANEL AS… |  |  | 10 |  | ELC020 | Electrical, Instrumentation | 7890002-1 | connector, liquid tight, 1/2", straight | 8 | 8 | 0 |  |  |  |  | Material | 1 | Unit | EA | 0 | 0 |  |  |  |  | 1 |  |  |  | 1 | 0 | 0 |  |  | 0 | 0 | 0 | 0 | 0 | 0 | 0
8033416 | MODEL 29B REVERSING CONTROLLER PANEL AS… |  |  | 10 |  | ELC020 | Electrical, Instrumentation | 7890009-1 | connector, liquid tight, 1/2", 90° | 9 | 9 | 0 |  |  |  |  | Material | 1 | Unit | EA | 0 | 0 |  |  |  |  | 1 |  |  |  | 1 | 0 | 0 |  |  | 0 | 0 | 0 | 0 | 0 | 0 | 0
8033416 | MODEL 29B REVERSING CONTROLLER PANEL AS… |  |  | 10 |  | ELC020 | Electrical, Instrumentation | 7892001 | conduit, 1/2" Type EF, grey, liquid tig… | 10 | 10 | 0 |  |  |  |  | Material | 20 | Unit | IN | 0 | 0 |  |  |  |  | 1 |  |  |  | 1 | 0 | 0 |  |  | 0 | 0 | 0 | 0 | 0 | 0 | 0
8033416 | MODEL 29B REVERSING CONTROLLER PANEL AS… |  |  | 10 |  | ELC020 | Electrical, Instrumentation | 7891051 | Conduit body, Size 3/4", Type T | 11 | 11 | 0 |  |  |  |  | Material | 2 | Unit | EA | 0 | 0 |  |  |  |  | 1 |  |  |  | 1 | 0 | 0 |  |  | 0 | 0 | 0 | 0 | 0 | 0 | 0
8033416 | MODEL 29B REVERSING CONTROLLER PANEL AS… |  |  | 10 |  | ELC020 | Electrical, Instrumentation | 8033854 | FRAME CONNECTING ANGLE MOD. 29B,BH REVE… | 12 | 12 | 0 |  |  |  |  | Material | 2 | Unit | EA | 0 | 0 |  |  |  |  | 1 |  |  |  | 1 | 0 | 0 |  |  | 0 | 0 | 0 | 0 | 0 | 0 | 0
8033416 | MODEL 29B REVERSING CONTROLLER PANEL AS… |  |  | 10 |  | ELC020 | Electrical, Instrumentation | 7891007 | Chase nipple, 1/2" | 13 | 13 | 0 |  |  |  |  | Material | 2 | Unit | EA | 0 | 0 |  |  |  |  | 1 |  |  |  | 1 | 0 | 0 |  |  | 0 | 0 | 0 | 0 | 0 | 0 | 0
8033416 | MODEL 29B REVERSING CONTROLLER PANEL AS… |  |  | 10 |  | ELC020 | Electrical, Instrumentation | 7891009 | chase nipple, 3/4" | 14 | 14 | 0 |  |  |  |  | Material | 2 | Unit | EA | 0 | 0 |  |  |  |  | 1 |  |  |  | 1 | 0 | 0 |  |  | 0 | 0 | 0 | 0 | 0 | 0 | 0
8033416 | MODEL 29B REVERSING CONTROLLER PANEL AS… |  |  | 10 |  | ELC020 | Electrical, Instrumentation | 7891046 | Conduit nipple, galv.steel,, 3/4" x 2-1… | 15 | 15 | 0 |  |  |  |  | Material | 1 | Unit | EA | 0 | 0 |  |  |  |  | 1 |  |  |  | 1 | 0 | 0 |  |  | 0 | 0 | 0 | 0 | 0 | 0 | 0
8033416 | MODEL 29B REVERSING CONTROLLER PANEL AS… |  |  | 10 |  | ELC020 | Electrical, Instrumentation | 8033410 | Contactor Box for Model 29B, BH | 16 | 16 | 0 |  |  |  |  | Material | 1 | Unit | EA | 0 | 0 |  |  |  |  | 1 |  |  |  | 1 | 0 | 0 |  |  | 0 | 0 | 0 | 0 | 0 | 0 | 0
8033416 | MODEL 29B REVERSING CONTROLLER PANEL AS… |  |  | 10 |  | ELC020 | Electrical, Instrumentation | 8033411 | Model 29B Mounting Plate | 17 | 17 | 0 |  |  |  |  | Material | 1 | Unit | EA | 0 | 0 |  |  |  |  | 1 |  |  |  | 1 | 0 | 0 |  |  | 0 | 0 | 0 | 0 | 0 | 0 | 0
8033416 | MODEL 29B REVERSING CONTROLLER PANEL AS… |  |  | 10 |  | ELC020 | Electrical, Instrumentation | 8033412-1 | FRAME WELDING ASSEMBLY FOR MOD. 29B REV… | 18 | 18 | 0 |  |  |  |  | Material | 1 | Unit | EA | 0 | 0 |  |  |  |  | 1 |  |  |  | 1 | 0 | 0 |  |  | 0 | 0 | 0 | 0 | 0 | 0 | 0
8033416 | MODEL 29B REVERSING CONTROLLER PANEL AS… |  |  | 10 |  | ELC020 | Electrical, Instrumentation | 8033412-2 | FRAME WELDING ASSEMBLY FOR MOD. 29B REV… | 19 | 19 | 0 |  |  |  |  | Material | 1 | Unit | EA | 0 | 0 |  |  |  |  | 1 |  |  |  | 1 | 0 | 0 |  |  | 0 | 0 | 0 | 0 | 0 | 0 | 0
8033416 | MODEL 29B REVERSING CONTROLLER PANEL AS… |  |  | 10 |  | ELC020 | Electrical, Instrumentation | 8033415-1 | Panel Mounting Angle for Model 29B | 20 | 20 | 0 |  |  |  |  | Material | 1 | Unit | EA | 0 | 0 |  |  |  |  | 1 |  |  |  | 1 | 0 | 0 |  |  | 0 | 0 | 0 | 0 | 0 | 0 | 0
8033416 | MODEL 29B REVERSING CONTROLLER PANEL AS… |  |  | 10 |  | ELC020 | Electrical, Instrumentation | 8033415-2 | Panel Mounting Angle for Model 29B | 21 | 21 | 0 |  |  |  |  | Material | 1 | Unit | EA | 0 | 0 |  |  |  |  | 1 |  |  |  | 1 | 0 | 0 |  |  | 0 | 0 | 0 | 0 | 0 | 0 | 0
8033416 | MODEL 29B REVERSING CONTROLLER PANEL AS… |  |  | 10 |  | ELC020 | Electrical, Instrumentation | 8010002 | Nameplate | 22 | 22 | 0 |  |  |  |  | Material | 1 | Unit | EA | 0 | 0 |  |  |  |  | 1 |  |  |  | 1 | 0 | 0 |  |  | 0 | 0 | 0 | 0 | 0 | 0 | 0
8033416 | MODEL 29B REVERSING CONTROLLER PANEL AS… |  |  | 10 |  | ELC020 | Electrical, Instrumentation | 1455102 | Drive Screw, #0, 1/4, St. Stl. | 23 | 23 | 0 |  |  |  |  | Material | 4 | Unit | EA | 0 | 0 |  |  |  |  | 1 |  |  |  | 1 | 0 | 0 |  |  | 0 | 0 | 0 | 0 | 0 | 0 | 0
8033416 | MODEL 29B REVERSING CONTROLLER PANEL AS… |  |  | 10 |  | ELC020 | Electrical, Instrumentation | 5260403 | 1/2"NPT x 2"lg. galv., steel nipple | 24 | 24 | 0 |  |  |  |  | Material | 1 | Unit | EA | 0 | 0 |  |  |  |  | 1 |  |  |  | 1 | 0 | 0 |  |  | 0 | 0 | 0 | 0 | 0 | 0 | 0
8033416 | MODEL 29B REVERSING CONTROLLER PANEL AS… |  |  | 10 |  | ELC020 | Electrical, Instrumentation | 7891056 | Reducing washer, 3/4" x 1/2" | 25 | 25 | 0 |  |  |  |  | Material | 2 | Unit | EA | 0 | 0 |  |  |  |  | 1 |  |  |  | 1 | 0 | 0 |  |  | 0 | 0 | 0 | 0 | 0 | 0 | 0
8033416 | MODEL 29B REVERSING CONTROLLER PANEL AS… |  |  | 10 |  | ELC020 | Electrical, Instrumentation | 7890015 | connector, liquid-tight, 3/4", 45° | 26 | 26 | 0 |  |  |  |  | Material | 1 | Unit | EA | 0 | 0 |  |  |  |  | 1 |  |  |  | 1 | 0 | 0 |  |  | 0 | 0 | 0 | 0 | 0 | 0 | 0
8033416 | MODEL 29B REVERSING CONTROLLER PANEL AS… |  |  | 10 |  | ELC020 | Electrical, Instrumentation | 7892002 | conduit, metal hose, 3/4",grey, (Type E… | 27 | 27 | 0 |  |  |  |  | Material | 70 | Unit | IN | 0 | 0 |  |  |  |  | 1 |  |  |  | 1 | 0 | 0 |  |  | 0 | 0 | 0 | 0 | 0 | 0 | 0
8033416 | MODEL 29B REVERSING CONTROLLER PANEL AS… |  |  | 10 |  | ELC020 | Electrical, Instrumentation | 7891034 | sealing "O" ring, 3/4" | 28 | 28 | 0 |  |  |  |  | Material | 2 | Unit | EA | 0 | 0 |  |  |  |  | 1 |  |  |  | 1 | 0 | 0 |  |  | 0 | 0 | 0 | 0 | 0 | 0 | 0
8033416 | MODEL 29B REVERSING CONTROLLER PANEL AS… |  |  | 10 |  | ELC020 | Electrical, Instrumentation | 7890014 | connector, liquid-tight,straight, 3/4" | 29 | 29 | 0 |  |  |  |  | Material | 1 | Unit | EA | 0 | 0 |  |  |  |  | 1 |  |  |  | 1 | 0 | 0 |  |  | 0 | 0 | 0 | 0 | 0 | 0 | 0
8033416 | MODEL 29B REVERSING CONTROLLER PANEL AS… |  |  | 10 |  | ELC020 | Electrical, Instrumentation | 7891059 | Pennie plug, 3/4" | 30 | 30 | 0 |  |  |  |  | Material | 1 | Unit | EA | 0 | 0 |  |  |  |  | 1 |  |  |  | 1 | 0 | 0 |  |  | 0 | 0 | 0 | 0 | 0 | 0 | 0
8033416 | MODEL 29B REVERSING CONTROLLER PANEL AS… |  |  | 10 |  | ELC020 | Electrical, Instrumentation | 7359002 | DIN rail,slotted, steel, 35 mm x 7.5 mm | 31 | 31 | 0 |  |  |  |  | Material | 1 | Unit | EA | 0 | 0 |  |  |  |  | 1 |  |  |  | 1 | 0 | 0 |  |  | 0 | 0 | 0 | 0 | 0 | 0 | 0
8033416 | MODEL 29B REVERSING CONTROLLER PANEL AS… |  |  | 10 |  | ELC020 | Electrical, Instrumentation | 3051003 | st.stl. spacer, 3/8"hex, 1/2"Lg., 6-32 | 32 | 32 | 0 |  |  |  |  | Material | 1 | Unit | EA | 0 | 0 |  |  |  |  | 1 |  |  |  | 1 | 0 | 0 |  |  | 0 | 0 | 0 | 0 | 0 | 0 | 0
8033416 | MODEL 29B REVERSING CONTROLLER PANEL AS… |  |  | 10 |  | ELC020 | Electrical, Instrumentation | 7890016 | connector, liquid-tight, 3/4", 90° | 33 | 33 | 0 |  |  |  |  | Material | 1 | Unit | EA | 0 | 0 |  |  |  |  | 1 |  |  |  | 1 | 0 | 0 |  |  | 0 | 0 | 0 | 0 | 0 | 0 | 0
8033416 | MODEL 29B REVERSING CONTROLLER PANEL AS… |  |  | 10 |  | ELC020 | Electrical, Instrumentation | 2507201 | Washer, Standard, ¼, Pl. Stl. | 34 | 34 | 0 |  |  |  |  | Material | 6 | Unit | EA | 0 | 0 |  |  |  |  | 1 |  |  |  | 1 | 0 | 0 |  |  | 0 | 0 | 0 | 0 | 0 | 0 | 0
8033416 | MODEL 29B REVERSING CONTROLLER PANEL AS… |  |  | 10 |  | ELC020 | Electrical, Instrumentation | 2577201 | Washer, Split Lock, Med, ¼, Pl. Stl. | 35 | 35 | 0 |  |  |  |  | Material | 4 | Unit | EA | 0 | 0 |  |  |  |  | 1 |  |  |  | 1 | 0 | 0 |  |  | 0 | 0 | 0 | 0 | 0 | 0 | 0
8033416 | MODEL 29B REVERSING CONTROLLER PANEL AS… |  |  | 10 |  | ELC020 | Electrical, Instrumentation | 2032001 | Hex Nut, full, ¼-20, Pl. Stl. | 36 | 36 | 0 |  |  |  |  | Material | 3 | Unit | EA | 0 | 0 |  |  |  |  | 1 |  |  |  | 1 | 0 | 0 |  |  | 0 | 0 | 0 | 0 | 0 | 0 | 0
8033416 | MODEL 29B REVERSING CONTROLLER PANEL AS… |  |  | 10 |  | ELC020 | Electrical, Instrumentation | 2402816 | HHCS, 3/8-16, 2, Pl. Stl. | 37 | 37 | 0 |  |  |  |  | Material | 8 | Unit | EA | 0 | 0 |  |  |  |  | 1 |  |  |  | 1 | 0 | 0 |  |  | 0 | 0 | 0 | 0 | 0 | 0 | 0
8033416 | MODEL 29B REVERSING CONTROLLER PANEL AS… |  |  | 10 |  | ELC020 | Electrical, Instrumentation | 2507401 | Washer, Standard, 3/8, Pl. Stl. | 38 | 38 | 0 |  |  |  |  | Material | 20 | Unit | EA | 0 | 0 |  |  |  |  | 1 |  |  |  | 1 | 0 | 0 |  |  | 0 | 0 | 0 | 0 | 0 | 0 | 0
8033416 | MODEL 29B REVERSING CONTROLLER PANEL AS… |  |  | 10 |  | ELC020 | Electrical, Instrumentation | 2577401 | Washer, Split Lock, Med, 3/8, Pl. Stl. | 39 | 39 | 0 |  |  |  |  | Material | 12 | Unit | EA | 0 | 0 |  |  |  |  | 1 |  |  |  | 1 | 0 | 0 |  |  | 0 | 0 | 0 | 0 | 0 | 0 | 0
8033416 | MODEL 29B REVERSING CONTROLLER PANEL AS… |  |  | 10 |  | ELC020 | Electrical, Instrumentation | 2032801 | Hex Nut, full, 3/8-16, Pl. Stl. | 40 | 40 | 0 |  |  |  |  | Material | 8 | Unit | EA | 0 | 0 |  |  |  |  | 1 |  |  |  | 1 | 0 | 0 |  |  | 0 | 0 | 0 | 0 | 0 | 0 | 0
8033416 | MODEL 29B REVERSING CONTROLLER PANEL AS… |  |  | 10 |  | ELC020 | Electrical, Instrumentation | 2001701 | Hex Nut, 10-32, Pl. Stl. | 41 | 41 | 0 |  |  |  |  | Material | 6 | Unit | EA | 0 | 0 |  |  |  |  | 1 |  |  |  | 1 | 0 | 0 |  |  | 0 | 0 | 0 | 0 | 0 | 0 | 0
8033416 | MODEL 29B REVERSING CONTROLLER PANEL AS… |  |  | 10 |  | ELC020 | Electrical, Instrumentation | 2606101 | Washer, Lock, Ext. Tooth, #10, Pl. Stl. | 42 | 42 | 0 |  |  |  |  | Material | 15 | Unit | EA | 0 | 0 |  |  |  |  | 1 |  |  |  | 1 | 0 | 0 |  |  | 0 | 0 | 0 | 0 | 0 | 0 | 0
8033416 | MODEL 29B REVERSING CONTROLLER PANEL AS… |  |  | 10 |  | ELC020 | Electrical, Instrumentation | 2595701 | Washer, Lock, Int. Tooth, #6, Pl. Stl. | 43 | 43 | 0 |  |  |  |  | Material | 2 | Unit | EA | 0 | 0 |  |  |  |  | 1 |  |  |  | 1 | 0 | 0 |  |  | 0 | 0 | 0 | 0 | 0 | 0 | 0
8033416 | MODEL 29B REVERSING CONTROLLER PANEL AS… |  |  | 10 |  | ELC020 | Electrical, Instrumentation | 2001201 | Hex Nut, 6-32, Pl. Stl. | 44 | 44 | 0 |  |  |  |  | Material | 1 | Unit | EA | 0 | 0 |  |  |  |  | 1 |  |  |  | 1 | 0 | 0 |  |  | 0 | 0 | 0 | 0 | 0 | 0 | 0
8033416 | MODEL 29B REVERSING CONTROLLER PANEL AS… |  |  | 10 |  | ELC020 | Electrical, Instrumentation | 2516101 | Washer, SAE, #10, Pl. Stl. | 45 | 45 | 0 |  |  |  |  | Material | 15 | Unit | EA | 0 | 0 |  |  |  |  | 1 |  |  |  | 1 | 0 | 0 |  |  | 0 | 0 | 0 | 0 | 0 | 0 | 0
8033416 | MODEL 29B REVERSING CONTROLLER PANEL AS… |  |  | 10 |  | ELC020 | Electrical, Instrumentation | 2231706 | M.Scr, Bnd Hd., 10-32, 3/4, Pl. Stl. | 46 | 46 | 0 |  |  |  |  | Material | 3 | Unit | EA | 0 | 0 |  |  |  |  | 1 |  |  |  | 1 | 0 | 0 |  |  | 0 | 0 | 0 | 0 | 0 | 0 | 0
8033416 | MODEL 29B REVERSING CONTROLLER PANEL AS… |  |  | 10 |  | ELC020 | Electrical, Instrumentation | 2402808 | HHCS, 3/8-16, 1, Pl. Stl. | 47 | 47 | 0 |  |  |  |  | Material | 4 | Unit | EA | 0 | 0 |  |  |  |  | 1 |  |  |  | 1 | 0 | 0 |  |  | 0 | 0 | 0 | 0 | 0 | 0 | 0
8033416 | MODEL 29B REVERSING CONTROLLER PANEL AS… |  |  | 10 |  | ELC020 | Electrical, Instrumentation | 2231704 | M.Scr, Bnd Hd., 10-32, 1/2, Pl. Stl. | 48 | 48 | 0 |  |  |  |  | Material | 8 | Unit | EA | 0 | 0 |  |  |  |  | 1 |  |  |  | 1 | 0 | 0 |  |  | 0 | 0 | 0 | 0 | 0 | 0 | 0
8033416 | MODEL 29B REVERSING CONTROLLER PANEL AS… |  |  | 10 |  | ELC020 | Electrical, Instrumentation | 2505701 | Washer, Standard, #6, Pl. Stl. | 49 | 49 | 0 |  |  |  |  | Material | 3 | Unit | EA | 0 | 0 |  |  |  |  | 1 |  |  |  | 1 | 0 | 0 |  |  | 0 | 0 | 0 | 0 | 0 | 0 | 0
8033416 | MODEL 29B REVERSING CONTROLLER PANEL AS… |  |  | 10 |  | ELC020 | Electrical, Instrumentation | 2402006 | HHCS, ¼-20, 3/4, Pl. Stl. | 50 | 50 | 0 |  |  |  |  | Material | 3 | Unit | EA | 0 | 0 |  |  |  |  | 1 |  |  |  | 1 | 0 | 0 |  |  | 0 | 0 | 0 | 0 | 0 | 0 | 0
8033416 | MODEL 29B REVERSING CONTROLLER PANEL AS… |  |  | 10 |  | ELC020 | Electrical, Instrumentation | 2402005 | HHCS, ¼-20, 5/8, Pl. Stl. | 51 | 51 | 0 |  |  |  |  | Material | 1 | Unit | EA | 0 | 0 |  |  |  |  | 1 |  |  |  | 1 | 0 | 0 |  |  | 0 | 0 | 0 | 0 | 0 | 0 | 0
8033416 | MODEL 29B REVERSING CONTROLLER PANEL AS… |  |  | 10 |  | ELC020 | Electrical, Instrumentation | 2231708 | M.Scr, Bnd Hd., 10-32, 1, Pl. Stl. | 52 | 52 | 0 |  |  |  |  | Material | 5 | Unit | EA | 0 | 0 |  |  |  |  | 1 |  |  |  | 1 | 0 | 0 |  |  | 0 | 0 | 0 | 0 | 0 | 0 | 0
8033416 | MODEL 29B REVERSING CONTROLLER PANEL AS… |  |  | 10 |  | ELC020 | Electrical, Instrumentation | 2231203 | M.Scr, Bnd Hd., 6-32, 3/8, Pl. Stl. | 53 | 53 | 0 |  |  |  |  | Material | 2 | Unit | EA | 0 | 0 |  |  |  |  | 1 |  |  |  | 1 | 0 | 0 |  |  | 0 | 0 | 0 | 0 | 0 | 0 | 0
8033416 | MODEL 29B REVERSING CONTROLLER PANEL AS… |  |  | 10 |  | ELC020 | Electrical, Instrumentation | 787200Q | Wire, Single, Stranded, BLK, 12 | 54 | 54 | 0 |  |  |  |  | Material | 48 | Unit | IN | 0 | 0 |  |  |  |  | 1 |  |  |  | 1 | 0 | 0 |  |  | 0 | 0 | 0 | 0 | 0 | 0 | 0
8033416 | MODEL 29B REVERSING CONTROLLER PANEL AS… |  |  | 10 |  | ELC020 | Electrical, Instrumentation | 787222Q | Wire, Single, Stranded, RED, 12 | 55 | 55 | 0 |  |  |  |  | Material | 48 | Unit | IN | 0 | 0 |  |  |  |  | 1 |  |  |  | 1 | 0 | 0 |  |  | 0 | 0 | 0 | 0 | 0 | 0 | 0
8033416 | MODEL 29B REVERSING CONTROLLER PANEL AS… |  |  | 10 |  | ELC020 | Electrical, Instrumentation | 787299Q | Wire, Single, Stranded, WHT, 12 | 56 | 56 | 0 |  |  |  |  | Material | 48 | Unit | IN | 0 | 0 |  |  |  |  | 1 |  |  |  | 1 | 0 | 0 |  |  | 0 | 0 | 0 | 0 | 0 | 0 | 0
8033416 | MODEL 29B REVERSING CONTROLLER PANEL AS… |  |  | 10 |  | ELC020 | Electrical, Instrumentation | 787255Q | Wire, Single, Stranded, GRN, 12 | 57 | 57 | 0 |  |  |  |  | Material | 48 | Unit | IN | 0 | 0 |  |  |  |  | 1 |  |  |  | 1 | 0 | 0 |  |  | 0 | 0 | 0 | 0 | 0 | 0 | 0
8033416 | MODEL 29B REVERSING CONTROLLER PANEL AS… |  |  | 10 |  | ELC020 | Electrical, Instrumentation | 787254Q | Wire, Single, Stranded, GRN w/ YEL, 12 | 58 | 58 | 0 |  |  |  |  | Material | 48 | Unit | IN | 0 | 0 |  |  |  |  | 1 |  |  |  | 1 | 0 | 0 |  |  | 0 | 0 | 0 | 0 | 0 | 0 | 0
8033416 | MODEL 29B REVERSING CONTROLLER PANEL AS… |  |  | 10 |  | ELC020 | Electrical, Instrumentation | 787200P | Wire, Single, Stranded, BLK, 14 | 59 | 59 | 0 |  |  |  |  | Material | 48 | Unit | IN | 0 | 0 |  |  |  |  | 1 |  |  |  | 1 | 0 | 0 |  |  | 0 | 0 | 0 | 0 | 0 | 0 | 0
8033416 | MODEL 29B REVERSING CONTROLLER PANEL AS… |  |  | 10 |  | ELC020 | Electrical, Instrumentation | 787222P | Wire, Single, Stranded, RED, 14 | 60 | 60 | 0 |  |  |  |  | Material | 48 | Unit | IN | 0 | 0 |  |  |  |  | 1 |  |  |  | 1 | 0 | 0 |  |  | 0 | 0 | 0 | 0 | 0 | 0 | 0
8033416 | MODEL 29B REVERSING CONTROLLER PANEL AS… |  |  | 10 |  | ELC020 | Electrical, Instrumentation | 787299P | Wire, Single, Stranded, WHT, 14 | 61 | 61 | 0 |  |  |  |  | Material | 48 | Unit | IN | 0 | 0 |  |  |  |  | 1 |  |  |  | 1 | 0 | 0 |  |  | 0 | 0 | 0 | 0 | 0 | 0 | 0
8033416 | MODEL 29B REVERSING CONTROLLER PANEL AS… |  |  | 10 |  | ELC020 | Electrical, Instrumentation | 787255P | Wire, Single, Stranded, GRN, 14 | 62 | 62 | 0 |  |  |  |  | Material | 48 | Unit | IN | 0 | 0 |  |  |  |  | 1 |  |  |  | 1 | 0 | 0 |  |  | 0 | 0 | 0 | 0 | 0 | 0 | 0
8033416 | MODEL 29B REVERSING CONTROLLER PANEL AS… |  |  | 10 |  | ELC020 | Electrical, Instrumentation | 787254P | Wire, Single, Stranded, GRN w/ YEL, 14 | 63 | 63 | 0 |  |  |  |  | Material | 48 | Unit | IN | 0 | 0 |  |  |  |  | 1 |  |  |  | 1 | 0 | 0 |  |  | 0 | 0 | 0 | 0 | 0 | 0 | 0
8033416 | MODEL 29B REVERSING CONTROLLER PANEL AS… |  |  | 10 |  | ELC020 | Electrical, Instrumentation | 787200N | Wire, Single, Stranded, BLK, 16 | 64 | 64 | 0 |  |  |  |  | Material | 48 | Unit | IN | 0 | 0 |  |  |  |  | 1 |  |  |  | 1 | 0 | 0 |  |  | 0 | 0 | 0 | 0 | 0 | 0 | 0
8033416 | MODEL 29B REVERSING CONTROLLER PANEL AS… |  |  | 10 |  | ELC020 | Electrical, Instrumentation | 787222N | Wire, Single, Stranded, RED, 16 | 65 | 65 | 0 |  |  |  |  | Material | 48 | Unit | IN | 0 | 0 |  |  |  |  | 1 |  |  |  | 1 | 0 | 0 |  |  | 0 | 0 | 0 | 0 | 0 | 0 | 0
8033416 | MODEL 29B REVERSING CONTROLLER PANEL AS… |  |  | 10 |  | ELC020 | Electrical, Instrumentation | 787299N | Wire, Single, Stranded, WHT, 16 | 66 | 66 | 0 |  |  |  |  | Material | 48 | Unit | IN | 0 | 0 |  |  |  |  | 1 |  |  |  | 1 | 0 | 0 |  |  | 0 | 0 | 0 | 0 | 0 | 0 | 0
8033416 | MODEL 29B REVERSING CONTROLLER PANEL AS… |  |  | 10 |  | ELC020 | Electrical, Instrumentation | 787255N | Wire, Single, Stranded, GRN, 16 | 67 | 67 | 0 |  |  |  |  | Material | 48 | Unit | IN | 0 | 0 |  |  |  |  | 1 |  |  |  | 1 | 0 | 0 |  |  | 0 | 0 | 0 | 0 | 0 | 0 | 0
8033416 | MODEL 29B REVERSING CONTROLLER PANEL AS… |  |  | 10 |  | ELC020 | Electrical, Instrumentation | 787254N | Wire, Single, Stranded, GRN w/ YEL, 16 | 68 | 68 | 0 |  |  |  |  | Material | 48 | Unit | IN | 0 | 0 |  |  |  |  | 1 |  |  |  | 1 | 0 | 0 |  |  | 0 | 0 | 0 | 0 | 0 | 0 | 0
8033416 | MODEL 29B REVERSING CONTROLLER PANEL AS… |  |  | 10 |  | ELC020 | Electrical, Instrumentation | 788104Q-V | 4C12 Shielded 1000V Motor Supply Cable | 69 | 69 | 0 |  |  |  |  | Material | 120 | Unit | IN | 0 | 0 |  |  |  |  | 1 |  |  |  | 1 | 0 | 0 |  |  | 0 | 0 | 0 | 0 | 0 | 0 | 0
8033416 | MODEL 29B REVERSING CONTROLLER PANEL AS… |  |  | 10 |  | ELC020 | Electrical, Instrumentation | 788103K | Cable, Shld Str, 3 Cond., 22 | 70 | 70 | 0 |  |  |  |  | Material | 36 | Unit | IN | 0 | 0 |  |  |  |  | 1 |  |  |  | 1 | 0 | 0 |  |  | 0 | 0 | 0 | 0 | 0 | 0 | 0
8033416 | MODEL 29B REVERSING CONTROLLER PANEL AS… |  |  | 10 |  | ELC020 | Electrical, Instrumentation | 788102L | Cable, Shld Str, 2 Cond., 20 | 71 | 71 | 0 |  |  |  |  | Material | 36 | Unit | IN | 0 | 0 |  |  |  |  | 1 |  |  |  | 1 | 0 | 0 |  |  | 0 | 0 | 0 | 0 | 0 | 0 | 0
8033416 | MODEL 29B REVERSING CONTROLLER PANEL AS… |  |  | 10 |  | ELC020 | Electrical, Instrumentation | 788108L | XTRAGUARD SHIELDED AWM 2464 80C 300V | 72 | 72 | 0 |  |  |  |  | Material | 36 | Unit | IN | 0 | 0 |  |  |  |  | 1 |  |  |  | 1 | 0 | 0 |  |  | 0 | 0 | 0 | 0 | 0 | 0 | 0
8033592 | ALARM INPUT CABLE ASSY. MODEL 13 ALARM … |  |  | 10 |  | ELC010 | Electrical, Benchwork | 788102L | Cable, Shld Str, 2 Cond., 20 | 1 | 1 | 0 |  |  |  |  | Material | 15 | Unit | FT | 0 | 0 |  |  |  |  | 1 |  |  |  | 1 | 0 | 0 |  |  | 0 | 0 | 0 | 0 | 0 | 0 | 0
8033592 | ALARM INPUT CABLE ASSY. MODEL 13 ALARM … |  |  | 10 |  | ELC010 | Electrical, Benchwork | 7194051 | connector, 90°, (5 pin female) | 2 | 2 | 0 |  |  |  |  | Material | 1 | Unit | EA | 0 | 0 |  |  |  |  | 1 |  |  |  | 1 | 0 | 0 |  |  | 0 | 0 | 0 | 0 | 0 | 0 | 0
8033592 | ALARM INPUT CABLE ASSY. MODEL 13 ALARM … |  |  | 10 |  | ELC010 | Electrical, Benchwork | 7194904 | cable clamp | 3 | 3 | 0 |  |  |  |  | Material | 1 | Unit | EA | 0 | 0 |  |  |  |  | 1 |  |  |  | 1 | 0 | 0 |  |  | 0 | 0 | 0 | 0 | 0 | 0 | 0
8033753 | EMERGENCY STOP BOX MTG. ANGLE MODEL 13 … |  |  | 10 |  | FAB010 | Fabrication, Saw | 9015341 | 3" x 4.1 #/ft. HRS Channel | 1 | 1 | 0 |  |  |  |  | Material | 25.5 | Unit | IN | 0 | 0 |  |  |  |  | 1 |  |  |  | 1 | 0 | 0 |  |  | 0 | 0 | 0 | 0 | 0 | 0 | 0
8033753 | EMERGENCY STOP BOX MTG. ANGLE MODEL 13 … |  |  | 60 |  | FIN020 | Finishing, Paint | 9812001 | Paint, Polane B, Circuit Blue | 1 | 1 | 0 |  |  |  |  | Material | 0.0625 | Unit | PT | 0 | 0 |  |  |  |  | 1 |  |  |  | 1 | 0 | 0 |  |  | 0 | 0 | 0 | 0 | 0 | 0 | 0
8033854 | FRAME CONNECTING ANGLE MOD. 29B,BH REVE… |  |  | 10 |  | FAB010 | Fabrication, Saw | 9014143-4 | 1 1/2 x 1 1/2 x 1/4" HRS Angle | 1 | 1 | 0 |  |  |  |  | Material | 25.5 | Unit | IN | 0 | 0 |  |  |  |  | 1 |  |  |  | 1 | 0 | 0 |  |  | 0 | 0 | 0 | 0 | 0 | 0 | 0
8033854 | FRAME CONNECTING ANGLE MOD. 29B,BH REVE… |  |  | 60 |  | FIN020 | Finishing, Paint | 9812001 | Paint, Polane B, Circuit Blue | 1 | 1 | 0 |  |  |  |  | Material | 0.0625 | Unit | PT | 0 | 0 |  |  |  |  | 1 |  |  |  | 1 | 0 | 0 |  |  | 0 | 0 | 0 | 0 | 0 | 0 | 0
8033855 | FRAME CONNECTING ANGLE MOD. 29B,BH REVE… |  |  | 10 |  | FAB010 | Fabrication, Saw | 9014143-4 | 1 1/2 x 1 1/2 x 1/4" HRS Angle | 1 | 1 | 0 |  |  |  |  | Material | 19 | Unit | IN | 0 | 0 |  |  |  |  | 1 |  |  |  | 1 | 0 | 0 |  |  | 0 | 0 | 0 | 0 | 0 | 0 | 0
8034696 | MOD. 13 EMERGENCY STOP ASS'Y & WIRING T… |  |  | 10 |  | ELC010 | Electrical, Benchwork | 7195052 | pin housing, 4 circuit | 1 | 1 | 0 |  |  |  |  | Material | 1 | Unit | EA | 0 | 0 |  |  |  |  | 1 |  |  |  | 1 | 0 | 0 |  |  | 0 | 0 | 0 | 0 | 0 | 0 | 0
8034696 | MOD. 13 EMERGENCY STOP ASS'Y & WIRING T… |  |  | 10 |  | ELC010 | Electrical, Benchwork | 7195037 | pin | 2 | 2 | 0 |  |  |  |  | Material | 4 | Unit | EA | 0 | 0 |  |  |  |  | 1 |  |  |  | 1 | 0 | 0 |  |  | 0 | 0 | 0 | 0 | 0 | 0 | 0
8034696 | MOD. 13 EMERGENCY STOP ASS'Y & WIRING T… |  |  | 10 |  | ELC010 | Electrical, Benchwork | 7775040 | Lug, Nylon insulated locking fork termi… | 3 | 3 | 0 |  |  |  |  | Material | 1 | Unit | EA | 0 | 0 |  |  |  |  | 1 |  |  |  | 1 | 0 | 0 |  |  | 0 | 0 | 0 | 0 | 0 | 0 | 0
8034696 | MOD. 13 EMERGENCY STOP ASS'Y & WIRING T… |  |  | 10 |  | ELC010 | Electrical, Benchwork | 7195042 | socket housing, 4 pin circuit | 4 | 4 | 0 |  |  |  |  | Material | 1 | Unit | EA | 0 | 0 |  |  |  |  | 1 |  |  |  | 1 | 0 | 0 |  |  | 0 | 0 | 0 | 0 | 0 | 0 | 0
8034696 | MOD. 13 EMERGENCY STOP ASS'Y & WIRING T… |  |  | 10 |  | ELC010 | Electrical, Benchwork | 7195038 | socket | 5 | 5 | 0 |  |  |  |  | Material | 4 | Unit | EA | 0 | 0 |  |  |  |  | 1 |  |  |  | 1 | 0 | 0 |  |  | 0 | 0 | 0 | 0 | 0 | 0 | 0
8034696 | MOD. 13 EMERGENCY STOP ASS'Y & WIRING T… |  |  | 10 |  | ELC010 | Electrical, Benchwork | TY-RAP | Generic Ty-Rap, Any Size | 6 | 6 | 0 |  |  |  |  | Material | 4 | Unit | EA | 0 | 0 |  |  |  |  | 1 |  |  |  | 1 | 0 | 0 |  |  | 0 | 0 | 0 | 0 | 0 | 0 | 0
8034696 | MOD. 13 EMERGENCY STOP ASS'Y & WIRING T… |  |  | 10 |  | ELC010 | Electrical, Benchwork | 787200M | Wire, Single, Stranded, BLK, 18 | 7 | 7 | 0 |  |  |  |  | Material | 11 | Unit | IN | 0 | 0 |  |  |  |  | 1 |  |  |  | 1 | 0 | 0 |  |  | 0 | 0 | 0 | 0 | 0 | 0 | 0
8034696 | MOD. 13 EMERGENCY STOP ASS'Y & WIRING T… |  |  | 10 |  | ELC010 | Electrical, Benchwork | 787299M | Wire, Single, Stranded, WHT, 18 | 8 | 8 | 0 |  |  |  |  | Material | 11 | Unit | IN | 0 | 0 |  |  |  |  | 1 |  |  |  | 1 | 0 | 0 |  |  | 0 | 0 | 0 | 0 | 0 | 0 | 0
8034696 | MOD. 13 EMERGENCY STOP ASS'Y & WIRING T… |  |  | 10 |  | ELC010 | Electrical, Benchwork | 787222M | Wire, Single, Stranded, RED, 18 | 9 | 9 | 0 |  |  |  |  | Material | 9.5 | Unit | IN | 0 | 0 |  |  |  |  | 1 |  |  |  | 1 | 0 | 0 |  |  | 0 | 0 | 0 | 0 | 0 | 0 | 0
8034696 | MOD. 13 EMERGENCY STOP ASS'Y & WIRING T… |  |  | 10 |  | ELC010 | Electrical, Benchwork | 787222M | Wire, Single, Stranded, RED, 18 | 10 | 10 | 0 |  |  |  |  | Material | 9.5 | Unit | IN | 0 | 0 |  |  |  |  | 1 |  |  |  | 1 | 0 | 0 |  |  | 0 | 0 | 0 | 0 | 0 | 0 | 0
8034696 | MOD. 13 EMERGENCY STOP ASS'Y & WIRING T… |  |  | 10 |  | ELC010 | Electrical, Benchwork | 787255M | Wire, Single, Stranded, GRN, 18 | 11 | 11 | 0 |  |  |  |  | Material | 9 | Unit | IN | 0 | 0 |  |  |  |  | 1 |  |  |  | 1 | 0 | 0 |  |  | 0 | 0 | 0 | 0 | 0 | 0 | 0
8034696 | MOD. 13 EMERGENCY STOP ASS'Y & WIRING T… |  |  | 10 |  | ELC010 | Electrical, Benchwork | 787255M | Wire, Single, Stranded, GRN, 18 | 12 | 12 | 0 |  |  |  |  | Material | 9 | Unit | IN | 0 | 0 |  |  |  |  | 1 |  |  |  | 1 | 0 | 0 |  |  | 0 | 0 | 0 | 0 | 0 | 0 | 0
8034696 | MOD. 13 EMERGENCY STOP ASS'Y & WIRING T… |  |  | 20 |  | ELC010 | Electrical, Benchwork | 7195052 | pin housing, 4 circuit | 1 | 1 | 0 |  |  |  |  | Material | 1 | Unit | EA | 0 | 0 |  |  |  |  | 1 |  |  |  | 1 | 0 | 0 |  |  | 0 | 0 | 0 | 0 | 0 | 0 | 0
8034696 | MOD. 13 EMERGENCY STOP ASS'Y & WIRING T… |  |  | 20 |  | ELC010 | Electrical, Benchwork | 7195037 | pin | 2 | 2 | 0 |  |  |  |  | Material | 2 | Unit | EA | 0 | 0 |  |  |  |  | 1 |  |  |  | 1 | 0 | 0 |  |  | 0 | 0 | 0 | 0 | 0 | 0 | 0
8034696 | MOD. 13 EMERGENCY STOP ASS'Y & WIRING T… |  |  | 20 |  | ELC010 | Electrical, Benchwork | 787222M | Wire, Single, Stranded, RED, 18 | 3 | 3 | 0 |  |  |  |  | Material | 4 | Unit | IN | 0 | 0 |  |  |  |  | 1 |  |  |  | 1 | 0 | 0 |  |  | 0 | 0 | 0 | 0 | 0 | 0 | 0
8034696 | MOD. 13 EMERGENCY STOP ASS'Y & WIRING T… |  |  | 30 |  | ELC020 | Electrical, Instrumentation | 8033275-1 | E-Stop Box Fabrication | 1 | 1 | 0 |  |  |  |  | Material | 1 | Unit | EA | 0 | 0 |  |  |  |  | 1 |  |  |  | 1 | 0 | 0 |  |  | 0 | 0 | 0 | 0 | 0 | 0 | 0
8034696 | MOD. 13 EMERGENCY STOP ASS'Y & WIRING T… |  |  | 30 |  | ELC020 | Electrical, Instrumentation | 7733009 | Push-Pull emergency stop operator, red | 2 | 2 | 0 |  |  |  |  | Material | 1 | Unit | EA | 0 | 0 |  |  |  |  | 1 |  |  |  | 1 | 0 | 0 |  |  | 0 | 0 | 0 | 0 | 0 | 0 | 0
8034696 | MOD. 13 EMERGENCY STOP ASS'Y & WIRING T… |  |  | 30 |  | ELC020 | Electrical, Instrumentation | 7355102 | protective ring | 3 | 3 | 0 |  |  |  |  | Material | 1 | Unit | EA | 0 | 0 |  |  |  |  | 1 |  |  |  | 1 | 0 | 0 |  |  | 0 | 0 | 0 | 0 | 0 | 0 | 0
8034696 | MOD. 13 EMERGENCY STOP ASS'Y & WIRING T… |  |  | 30 |  | ELC020 | Electrical, Instrumentation | 7731051 | contact block | 4 | 4 | 0 |  |  |  |  | Material | 1 | Unit | EA | 0 | 0 |  |  |  |  | 1 |  |  |  | 1 | 0 | 0 |  |  | 0 | 0 | 0 | 0 | 0 | 0 | 0
8034696 | MOD. 13 EMERGENCY STOP ASS'Y & WIRING T… |  |  | 30 |  | ELC020 | Electrical, Instrumentation | 1402004 | HHCS, ¼-20, 1/2, St. Stl. | 5 | 5 | 0 |  |  |  |  | Material | 2 | Unit | EA | 0 | 0 |  |  |  |  | 1 |  |  |  | 1 | 0 | 0 |  |  | 0 | 0 | 0 | 0 | 0 | 0 | 0
8034696 | MOD. 13 EMERGENCY STOP ASS'Y & WIRING T… |  |  | 30 |  | ELC020 | Electrical, Instrumentation | 1577201 | Washer, Split Lock, Med, ¼, St. Stl. | 6 | 6 | 0 |  |  |  |  | Material | 2 | Unit | EA | 0 | 0 |  |  |  |  | 1 |  |  |  | 1 | 0 | 0 |  |  | 0 | 0 | 0 | 0 | 0 | 0 | 0
8034696 | MOD. 13 EMERGENCY STOP ASS'Y & WIRING T… |  |  | 30 |  | ELC020 | Electrical, Instrumentation | 1507201 | Washer, Standard, ¼, St. Stl. | 7 | 7 | 0 |  |  |  |  | Material | 2 | Unit | EA | 0 | 0 |  |  |  |  | 1 |  |  |  | 1 | 0 | 0 |  |  | 0 | 0 | 0 | 0 | 0 | 0 | 0
8034696 | MOD. 13 EMERGENCY STOP ASS'Y & WIRING T… |  |  | 30 |  | ELC020 | Electrical, Instrumentation | 9732001 | Sealant, RTV Silicone | 8 | 8 | 0 |  |  |  |  | Material | 1 | Unit | ml | 0 | 0 |  |  |  |  | 1 |  |  |  | 1 | 0 | 0 |  |  | 0 | 0 | 0 | 0 | 0 | 0 | 0
8034696 | MOD. 13 EMERGENCY STOP ASS'Y & WIRING T… |  |  | 30 |  | ELC020 | Electrical, Instrumentation | 7353035 | hole seal, Hol-tite oil tight, (7/8"dia… | 9 | 9 | 0 |  |  |  |  | Material | 1 | Unit | EA | 0 | 0 |  |  |  |  | 1 |  |  |  | 1 | 0 | 0 |  |  | 0 | 0 | 0 | 0 | 0 | 0 | 0
8034696 | MOD. 13 EMERGENCY STOP ASS'Y & WIRING T… |  |  | 30 |  | ELC020 | Electrical, Instrumentation | 2001701 | Hex Nut, 10-32, Pl. Stl. | 10 | 10 | 0 |  |  |  |  | Material | 1 | Unit | EA | 0 | 0 |  |  |  |  | 1 |  |  |  | 1 | 0 | 0 |  |  | 0 | 0 | 0 | 0 | 0 | 0 | 0
8034696 | MOD. 13 EMERGENCY STOP ASS'Y & WIRING T… |  |  | 30 |  | ELC020 | Electrical, Instrumentation | 2606101 | Washer, Lock, Ext. Tooth, #10, Pl. Stl. | 11 | 11 | 0 |  |  |  |  | Material | 1 | Unit | EA | 0 | 0 |  |  |  |  | 1 |  |  |  | 1 | 0 | 0 |  |  | 0 | 0 | 0 | 0 | 0 | 0 | 0
8034696 | MOD. 13 EMERGENCY STOP ASS'Y & WIRING T… |  |  | 30 |  | ELC020 | Electrical, Instrumentation | 2516101 | Washer, SAE, #10, Pl. Stl. | 12 | 12 | 0 |  |  |  |  | Material | 1 | Unit | EA | 0 | 0 |  |  |  |  | 1 |  |  |  | 1 | 0 | 0 |  |  | 0 | 0 | 0 | 0 | 0 | 0 | 0
8034696 | MOD. 13 EMERGENCY STOP ASS'Y & WIRING T… |  |  | 30 |  | ELC020 | Electrical, Instrumentation | 2231203 | M.Scr, Bnd Hd., 6-32, 3/8, Pl. Stl. | 13 | 13 | 0 |  |  |  |  | Material | 1 | Unit | EA | 0 | 0 |  |  |  |  | 1 |  |  |  | 1 | 0 | 0 |  |  | 0 | 0 | 0 | 0 | 0 | 0 | 0
8034696 | MOD. 13 EMERGENCY STOP ASS'Y & WIRING T… |  |  | 30 |  | ELC020 | Electrical, Instrumentation | 2595701 | Washer, Lock, Int. Tooth, #6, Pl. Stl. | 14 | 14 | 0 |  |  |  |  | Material | 1 | Unit | EA | 0 | 0 |  |  |  |  | 1 |  |  |  | 1 | 0 | 0 |  |  | 0 | 0 | 0 | 0 | 0 | 0 | 0
8034696 | MOD. 13 EMERGENCY STOP ASS'Y & WIRING T… |  |  | 30 |  | ELC020 | Electrical, Instrumentation | 2505701 | Washer, Standard, #6, Pl. Stl. | 15 | 15 | 0 |  |  |  |  | Material | 2 | Unit | EA | 0 | 0 |  |  |  |  | 1 |  |  |  | 1 | 0 | 0 |  |  | 0 | 0 | 0 | 0 | 0 | 0 | 0
8034696 | MOD. 13 EMERGENCY STOP ASS'Y & WIRING T… |  |  | 30 |  | ELC020 | Electrical, Instrumentation | 7352034 | cable tie mount, nylon (#10 hole) | 16 | 16 | 0 |  |  |  |  | Material | 1 | Unit | EA | 0 | 0 |  |  |  |  | 1 |  |  |  | 1 | 0 | 0 |  |  | 0 | 0 | 0 | 0 | 0 | 0 | 0
8035487 | E Stop Connecting Cable |  |  | 10 |  | ELC010 | Electrical, Benchwork | 7890005 | connector, strain relief, straight, wat… | 1 | 1 | 0 |  |  |  |  | Material | 2 | Unit | EA | 0 | 0 |  |  |  |  | 1 |  |  |  | 1 | 0 | 0 |  |  | 0 | 0 | 0 | 0 | 0 | 0 | 0
8035487 | E Stop Connecting Cable |  |  | 10 |  | ELC010 | Electrical, Benchwork | 7195052 | pin housing, 4 circuit | 2 | 2 | 0 |  |  |  |  | Material | 1 | Unit | EA | 0 | 0 |  |  |  |  | 1 |  |  |  | 1 | 0 | 0 |  |  | 0 | 0 | 0 | 0 | 0 | 0 | 0
8035487 | E Stop Connecting Cable |  |  | 10 |  | ELC010 | Electrical, Benchwork | 7775040 | Lug, Nylon insulated locking fork termi… | 3 | 3 | 0 |  |  |  |  | Material | 1 | Unit | EA | 0 | 0 |  |  |  |  | 1 |  |  |  | 1 | 0 | 0 |  |  | 0 | 0 | 0 | 0 | 0 | 0 | 0
8035487 | E Stop Connecting Cable |  |  | 10 |  | ELC010 | Electrical, Benchwork | 7195037 | pin | 4 | 4 | 0 |  |  |  |  | Material | 4 | Unit | EA | 0 | 0 |  |  |  |  | 1 |  |  |  | 1 | 0 | 0 |  |  | 0 | 0 | 0 | 0 | 0 | 0 | 0
8035487 | E Stop Connecting Cable |  |  | 10 |  | ELC010 | Electrical, Benchwork | 7195042 | socket housing, 4 pin circuit | 5 | 5 | 0 |  |  |  |  | Material | 1 | Unit | EA | 0 | 0 |  |  |  |  | 1 |  |  |  | 1 | 0 | 0 |  |  | 0 | 0 | 0 | 0 | 0 | 0 | 0
8035487 | E Stop Connecting Cable |  |  | 10 |  | ELC010 | Electrical, Benchwork | 7195038 | socket | 6 | 6 | 0 |  |  |  |  | Material | 4 | Unit | EA | 0 | 0 |  |  |  |  | 1 |  |  |  | 1 | 0 | 0 |  |  | 0 | 0 | 0 | 0 | 0 | 0 | 0
8035487 | E Stop Connecting Cable |  |  | 10 |  | ELC010 | Electrical, Benchwork | 788304M | Cable, Unshld Str, 4 Cond., 18 | 7 | 7 | 0 |  |  |  |  | Material | 30 | Unit | FT | 0 | 0 |  |  |  |  | 1 |  |  |  | 1 | 0 | 0 |  |  | 0 | 0 | 0 | 0 | 0 | 0 | 0

## Operations
Item | Item Description | Alternate ID | Description | Operation | Shared | WC | WC Description | Use Fixed Schedule | Fixed Sched Hours | Run-Hours Basis (Machine) | Mach Hrs per Piece | Run-Hours Basis (Labor) | Labor Hr per Piece | Sched Driver | Run Duration | Batch Definition | Yield | Seconds Per Cycle | Formula Material Weight | Formula Material Weight U/M | Move Hours | Queue Time | Setup Hours | Finish | Use Offset Hours | Offset Hours | Effective Date | Obsolete Date | Control Point | Backflush | Setup Resource Group | Setup Rule | Setup Basis | Setup Time Rule | Setup Matrix | Scheduler Rule | Custom Planner Rule | Break Rule | Split Rule | Split Size | Split Group | Efficiency | Setup Rate | Run Rate (Labor) | Var Mach Ovhd Rate | Fix Machine Ovhd Rate | Var Ovhd Rate | Fixed Ovhd Rate
M28B-1 | Alarm & Motor Control |  |  | 10 |  | ELC020 | Electrical, Instrumentation | 0 |  | Mch Hours/Pc | 0.5 | Lbr Hours/Pc | 0 | Machine | 0.5 |  | 100 | 0 | 0 |  | 0 | 0 | 0 | 0 |  | 0 |  |  | 1 | Neither |  | Always | Item | Fixed Time |  | Per Piece | 0 | Shifts | No Splitting | 0 |  | 100 |  | 35 | 35 | 0 | 0 | 0
M28B-2 | Alarm, Motor & Pump Control |  |  | 10 |  | ELC020 | Electrical, Instrumentation | 0 |  | Mch Hours/Pc | 0.5 | Lbr Hours/Pc | 0 | Machine | 0.5 |  | 100 | 0 | 0 |  | 0 | 0 | 0 | 0 |  | 0 |  |  | 1 | Neither |  | Always | Item | Fixed Time |  | Per Piece | 0 | Shifts | No Splitting | 0 |  | 100 |  | 35 | 35 | 0 | 0 | 0
M28B-3 | Alarm, Motor & Hydraulic Control |  |  | 10 |  | ELC020 | Electrical, Instrumentation | 0 |  | Mch Hours/Pc | 0.5 | Lbr Hours/Pc | 0 | Machine | 0.5 |  | 100 | 0 | 0 |  | 0 | 0 | 0 | 0 |  | 0 |  |  | 1 | Neither |  | Always | Item | Fixed Time |  | Per Piece | 0 | Shifts | No Splitting | 0 |  | 100 |  | 35 | 35 | 0 | 0 | 0
M28B-4 | Alarm, Motor, Pump & Hydraulic Control |  |  | 10 |  | ELC020 | Electrical, Instrumentation | 0 |  | Mch Hours/Pc | 0.5 | Lbr Hours/Pc | 0 | Machine | 0.5 |  | 100 | 0 | 0 |  | 0 | 0 | 0 | 0 |  | 0 |  |  | 1 | Neither |  | Always | Item | Fixed Time |  | Per Piece | 0 | Shifts | No Splitting | 0 |  | 100 |  | 35 | 35 | 0 | 0 | 0
8025126 | MODEL 26 ALARM HORN ASSEMBLY |  |  | 10 |  | ELC020 | Electrical, Instrumentation | 0 |  | Mch Hours/Pc | 0.5 | Lbr Hours/Pc | 0 | Machine | 0.5 |  | 100 | 0 | 0 |  | 0 | 0 | 0 | 0 |  | 0 |  |  | 1 | Neither |  | Always | Item | Fixed Time |  | Per Piece | 0 | Shifts | No Splitting | 0 |  | 100 |  | 35 | 35 | 0 | 0 | 0
8033275-X | E-Stop Box Fabrication |  |  | 10 |  | ELC020 | Electrical, Instrumentation | 0 |  | Mch Hours/Pc | 0.5 | Lbr Hours/Pc | 0 | Machine | 0.5 |  | 100 | 0 | 0 |  | 0 | 0 | 0 | 0 |  | 0 |  |  | 1 | Neither |  | Always | Item | Fixed Time |  | Per Piece | 0 | Shifts | No Splitting | 0 |  | 100 |  | 35 | 35 | 0 | 0 | 0
8033275-1 | E-Stop Box Fabrication |  |  | 10 |  | ELC020 | Electrical, Instrumentation | 0 |  | Mch Hours/Pc | 0.5 | Lbr Hours/Pc | 0 | Machine | 0.5 |  | 100 | 0 | 0 |  | 0 | 0 | 0 | 0 |  | 0 |  |  | 1 | Neither |  | Always | Item | Fixed Time |  | Per Piece | 0 | Shifts | No Splitting | 0 |  | 100 |  | 35 | 35 | 0 | 0 | 0
8033275-1 | E-Stop Box Fabrication |  |  | 20 |  | FIN010 | Finishing, Surface Prep | 0 |  | Mch Hours/Pc | 0.5 | Lbr Hours/Pc | 0 | Machine | 0.5 |  | 100 | 0 | 0 |  | 0 | 0 | 0 | 0 |  | 0 |  |  | 1 | Neither |  | Always | Item | Fixed Time |  | Per Piece | 0 | Shifts | No Splitting | 0 |  | 100 |  | 35 | 35 | 0 | 0 | 0
8033275-1 | E-Stop Box Fabrication |  |  | 30 |  | FIN020 | Finishing, Paint | 0 |  | Mch Hours/Pc | 0.5 | Lbr Hours/Pc | 0 | Machine | 0.5 |  | 100 | 0 | 0 |  | 0 | 0 | 0 | 0 |  | 0 |  |  | 1 | Neither |  | Always | Item | Fixed Time |  | Per Piece | 0 | Shifts | No Splitting | 0 |  | 100 |  | 35 | 35 | 0 | 0 | 0
8033275-2 | E-Stop Box Fabrication |  |  | 10 |  | ELC020 | Electrical, Instrumentation | 0 |  | Mch Hours/Pc | 0.5 | Lbr Hours/Pc | 0 | Machine | 0.5 |  | 100 | 0 | 0 |  | 0 | 0 | 0 | 0 |  | 0 |  |  | 1 | Neither |  | Always | Item | Fixed Time |  | Per Piece | 0 | Shifts | No Splitting | 0 |  | 100 |  | 35 | 35 | 0 | 0 | 0
8033275-2 | E-Stop Box Fabrication |  |  | 20 |  | FIN010 | Finishing, Surface Prep | 0 |  | Mch Hours/Pc | 0.5 | Lbr Hours/Pc | 0 | Machine | 0.5 |  | 100 | 0 | 0 |  | 0 | 0 | 0 | 0 |  | 0 |  |  | 1 | Neither |  | Always | Item | Fixed Time |  | Per Piece | 0 | Shifts | No Splitting | 0 |  | 100 |  | 35 | 35 | 0 | 0 | 0
8033275-2 | E-Stop Box Fabrication |  |  | 30 |  | FIN020 | Finishing, Paint | 0 |  | Mch Hours/Pc | 0.5 | Lbr Hours/Pc | 0 | Machine | 0.5 |  | 100 | 0 | 0 |  | 0 | 0 | 0 | 0 |  | 0 |  |  | 1 | Neither |  | Always | Item | Fixed Time |  | Per Piece | 0 | Shifts | No Splitting | 0 |  | 100 |  | 35 | 35 | 0 | 0 | 0
8033407 | ENCLOSURE FABRICATION FOR MODEL 13 SERI… |  |  | 10 |  | ELC020 | Electrical, Instrumentation | 0 |  | Mch Hours/Pc | 0.5 | Lbr Hours/Pc | 0 | Machine | 0.5 |  | 100 | 0 | 0 |  | 0 | 0 | 0 | 0 |  | 0 |  |  | 1 | Neither |  | Always | Item | Fixed Time |  | Per Piece | 0 | Shifts | No Splitting | 0 |  | 100 |  | 35 | 35 | 0 | 0 | 0
8033408-X | Model 13 Alarm Controller |  |  | 10 |  | ELC020 | Electrical, Instrumentation | 0 |  | Mch Hours/Pc | 0.5 | Lbr Hours/Pc | 0 | Machine | 0.5 |  | 100 | 0 | 0 |  | 0 | 0 | 0 | 0 |  | 0 |  |  | 1 | Neither |  | Always | Item | Fixed Time |  | Per Piece | 0 | Shifts | No Splitting | 0 |  | 100 |  | 35 | 35 | 0 | 0 | 0
8033408-1 | Model 13 Alarm Controller |  |  | 10 |  | ELC020 | Electrical, Instrumentation | 0 |  | Mch Hours/Pc | 0.5 | Lbr Hours/Pc | 0 | Machine | 0.5 |  | 100 | 0 | 0 |  | 0 | 0 | 0 | 0 |  | 0 |  |  | 1 | Neither |  | Always | Item | Fixed Time |  | Per Piece | 0 | Shifts | No Splitting | 0 |  | 100 |  | 35 | 35 | 0 | 0 | 0
8033408-2 | Model 13 Alarm Controller |  |  | 10 |  | ELC020 | Electrical, Instrumentation | 0 |  | Mch Hours/Pc | 0.5 | Lbr Hours/Pc | 0 | Machine | 0.5 |  | 100 | 0 | 0 |  | 0 | 0 | 0 | 0 |  | 0 |  |  | 1 | Neither |  | Always | Item | Fixed Time |  | Per Piece | 0 | Shifts | No Splitting | 0 |  | 100 |  | 35 | 35 | 0 | 0 | 0
8033408-3 | Model 13 Alarm Controller |  |  | 10 |  | ELC020 | Electrical, Instrumentation | 0 |  | Mch Hours/Pc | 0.5 | Lbr Hours/Pc | 0 | Machine | 0.5 |  | 100 | 0 | 0 |  | 0 | 0 | 0 | 0 |  | 0 |  |  | 1 | Neither |  | Always | Item | Fixed Time |  | Per Piece | 0 | Shifts | No Splitting | 0 |  | 100 |  | 35 | 35 | 0 | 0 | 0
8033408-4 | Model 13 Alarm Controller |  |  | 10 |  | ELC020 | Electrical, Instrumentation | 0 |  | Mch Hours/Pc | 0.5 | Lbr Hours/Pc | 0 | Machine | 0.5 |  | 100 | 0 | 0 |  | 0 | 0 | 0 | 0 |  | 0 |  |  | 1 | Neither |  | Always | Item | Fixed Time |  | Per Piece | 0 | Shifts | No Splitting | 0 |  | 100 |  | 35 | 35 | 0 | 0 | 0
8033409-X | P.C. BOARD ASSEMBLY FOR MODEL 13 SERIES… |  |  | 10 |  | ELC010 | Electrical, Benchwork | 0 |  | Mch Hours/Pc | 0.5 | Lbr Hours/Pc | 0 | Machine | 0.5 |  | 100 | 0 | 0 |  | 0 | 0 | 0 | 0 |  | 0 |  |  | 1 | Neither |  | Always | Item | Fixed Time |  | Per Piece | 0 | Shifts | No Splitting | 0 |  | 100 |  | 35 | 35 | 0 | 0 | 0
8033409-1 | P.C. BOARD ASSEMBLY FOR MODEL 13 SERIES… |  |  | 10 |  | ELC010 | Electrical, Benchwork | 0 |  | Mch Hours/Pc | 0.5 | Lbr Hours/Pc | 0 | Machine | 0.5 |  | 100 | 0 | 0 |  | 0 | 0 | 0 | 0 |  | 0 |  |  | 1 | Neither |  | Always | Item | Fixed Time |  | Per Piece | 0 | Shifts | No Splitting | 0 |  | 100 |  | 35 | 35 | 0 | 0 | 0
8033409-2 | P.C. BOARD ASSEMBLY FOR MODEL 13 SERIES… |  |  | 10 |  | ELC010 | Electrical, Benchwork | 0 |  | Mch Hours/Pc | 0.5 | Lbr Hours/Pc | 0 | Machine | 0.5 |  | 100 | 0 | 0 |  | 0 | 0 | 0 | 0 |  | 0 |  |  | 1 | Neither |  | Always | Item | Fixed Time |  | Per Piece | 0 | Shifts | No Splitting | 0 |  | 100 |  | 35 | 35 | 0 | 0 | 0
8033410 | Contactor Box for Model 29B, BH |  |  | 10 |  | ELC020 | Electrical, Instrumentation | 0 |  | Mch Hours/Pc | 0.5 | Lbr Hours/Pc | 0 | Machine | 0.5 |  | 100 | 0 | 0 |  | 0 | 0 | 0 | 0 |  | 0 |  |  | 1 | Neither |  | Always | Item | Fixed Time |  | Per Piece | 0 | Shifts | No Splitting | 0 |  | 100 |  | 35 | 35 | 0 | 0 | 0
8033411 | Model 29B Mounting Plate |  |  | 10 |  | FAB010 | Fabrication, Saw | 0 |  | Mch Hours/Pc | 0.5 | Lbr Hours/Pc | 0 | Machine | 0.5 |  | 100 | 0 | 0 |  | 0 | 0 | 0 | 0 |  | 0 |  |  | 1 | Neither |  | Always | Item | Fixed Time |  | Per Piece | 0 | Shifts | No Splitting | 0 |  | 100 |  | 35 | 35 | 0 | 0 | 0
8033411 | Model 29B Mounting Plate |  |  | 20 |  | FAB020 | Fabrication, Layout | 0 |  | Mch Hours/Pc | 0.5 | Lbr Hours/Pc | 0 | Machine | 0.5 |  | 100 | 0 | 0 |  | 0 | 0 | 0 | 0 |  | 0 |  |  | 1 | Neither |  | Always | Item | Fixed Time |  | Per Piece | 0 | Shifts | No Splitting | 0 |  | 100 |  | 35 | 35 | 0 | 0 | 0
8033411 | Model 29B Mounting Plate |  |  | 30 |  | FAB030 | Fabrication, Check | 0 |  | Mch Hours/Pc | 0.5 | Lbr Hours/Pc | 0 | Machine | 0.5 |  | 100 | 0 | 0 |  | 0 | 0 | 0 | 0 |  | 0 |  |  | 1 | Neither |  | Always | Item | Fixed Time |  | Per Piece | 0 | Shifts | No Splitting | 0 |  | 100 |  | 35 | 35 | 0 | 0 | 0
8033411 | Model 29B Mounting Plate |  |  | 40 |  | FAB040 | Fabrication, Drill | 0 |  | Mch Hours/Pc | 0.5 | Lbr Hours/Pc | 0 | Machine | 0.5 |  | 100 | 0 | 0 |  | 0 | 0 | 0 | 0 |  | 0 |  |  | 1 | Neither |  | Always | Item | Fixed Time |  | Per Piece | 0 | Shifts | No Splitting | 0 |  | 100 |  | 35 | 35 | 0 | 0 | 0
8033411 | Model 29B Mounting Plate |  |  | 50 |  | FIN010 | Finishing, Surface Prep | 0 |  | Mch Hours/Pc | 0.5 | Lbr Hours/Pc | 0 | Machine | 0.5 |  | 100 | 0 | 0 |  | 0 | 0 | 0 | 0 |  | 0 |  |  | 1 | Neither |  | Always | Item | Fixed Time |  | Per Piece | 0 | Shifts | No Splitting | 0 |  | 100 |  | 35 | 35 | 0 | 0 | 0
8033411 | Model 29B Mounting Plate |  |  | 60 |  | FIN020 | Finishing, Paint | 0 |  | Mch Hours/Pc | 0.5 | Lbr Hours/Pc | 0 | Machine | 0.5 |  | 100 | 0 | 0 |  | 0 | 0 | 0 | 0 |  | 0 |  |  | 1 | Neither |  | Always | Item | Fixed Time |  | Per Piece | 0 | Shifts | No Splitting | 0 |  | 100 |  | 35 | 35 | 0 | 0 | 0
8033418 | MODEL 27BH MOUNTING PANEL FOR MODEL 76F… |  |  | 10 |  | FAB010 | Fabrication, Saw | 0 |  | Mch Hours/Pc | 0.5 | Lbr Hours/Pc | 0 | Machine | 0.5 |  | 100 | 0 | 0 |  | 0 | 0 | 0 | 0 |  | 0 |  |  | 1 | Neither |  | Always | Item | Fixed Time |  | Per Piece | 0 | Shifts | No Splitting | 0 |  | 100 |  | 35 | 35 | 0 | 0 | 0
8033418 | MODEL 27BH MOUNTING PANEL FOR MODEL 76F… |  |  | 20 |  | FAB020 | Fabrication, Layout | 0 |  | Mch Hours/Pc | 0.5 | Lbr Hours/Pc | 0 | Machine | 0.5 |  | 100 | 0 | 0 |  | 0 | 0 | 0 | 0 |  | 0 |  |  | 1 | Neither |  | Always | Item | Fixed Time |  | Per Piece | 0 | Shifts | No Splitting | 0 |  | 100 |  | 35 | 35 | 0 | 0 | 0
8033418 | MODEL 27BH MOUNTING PANEL FOR MODEL 76F… |  |  | 30 |  | FAB030 | Fabrication, Check | 0 |  | Mch Hours/Pc | 0.5 | Lbr Hours/Pc | 0 | Machine | 0.5 |  | 100 | 0 | 0 |  | 0 | 0 | 0 | 0 |  | 0 |  |  | 1 | Neither |  | Always | Item | Fixed Time |  | Per Piece | 0 | Shifts | No Splitting | 0 |  | 100 |  | 35 | 35 | 0 | 0 | 0
8033418 | MODEL 27BH MOUNTING PANEL FOR MODEL 76F… |  |  | 40 |  | FAB040 | Fabrication, Drill | 0 |  | Mch Hours/Pc | 0.5 | Lbr Hours/Pc | 0 | Machine | 0.5 |  | 100 | 0 | 0 |  | 0 | 0 | 0 | 0 |  | 0 |  |  | 1 | Neither |  | Always | Item | Fixed Time |  | Per Piece | 0 | Shifts | No Splitting | 0 |  | 100 |  | 35 | 35 | 0 | 0 | 0
8033418 | MODEL 27BH MOUNTING PANEL FOR MODEL 76F… |  |  | 50 |  | FIN010 | Finishing, Surface Prep | 0 |  | Mch Hours/Pc | 0.5 | Lbr Hours/Pc | 0 | Machine | 0.5 |  | 100 | 0 | 0 |  | 0 | 0 | 0 | 0 |  | 0 |  |  | 1 | Neither |  | Always | Item | Fixed Time |  | Per Piece | 0 | Shifts | No Splitting | 0 |  | 100 |  | 35 | 35 | 0 | 0 | 0
8033418 | MODEL 27BH MOUNTING PANEL FOR MODEL 76F… |  |  | 60 |  | FIN020 | Finishing, Paint | 0 |  | Mch Hours/Pc | 0.5 | Lbr Hours/Pc | 0 | Machine | 0.5 |  | 100 | 0 | 0 |  | 0 | 0 | 0 | 0 |  | 0 |  |  | 1 | Neither |  | Always | Item | Fixed Time |  | Per Piece | 0 | Shifts | No Splitting | 0 |  | 100 |  | 35 | 35 | 0 | 0 | 0
8033419 | MOD. 27B MOUNTING PANEL FOR MOD. 76CX, … |  |  | 10 |  | FAB010 | Fabrication, Saw | 0 |  | Mch Hours/Pc | 0.5 | Lbr Hours/Pc | 0 | Machine | 0.5 |  | 100 | 0 | 0 |  | 0 | 0 | 0 | 0 |  | 0 |  |  | 1 | Neither |  | Always | Item | Fixed Time |  | Per Piece | 0 | Shifts | No Splitting | 0 |  | 100 |  | 35 | 35 | 0 | 0 | 0
8033419 | MOD. 27B MOUNTING PANEL FOR MOD. 76CX, … |  |  | 20 |  | FAB020 | Fabrication, Layout | 0 |  | Mch Hours/Pc | 0.5 | Lbr Hours/Pc | 0 | Machine | 0.5 |  | 100 | 0 | 0 |  | 0 | 0 | 0 | 0 |  | 0 |  |  | 1 | Neither |  | Always | Item | Fixed Time |  | Per Piece | 0 | Shifts | No Splitting | 0 |  | 100 |  | 35 | 35 | 0 | 0 | 0
8033419 | MOD. 27B MOUNTING PANEL FOR MOD. 76CX, … |  |  | 30 |  | FAB030 | Fabrication, Check | 0 |  | Mch Hours/Pc | 0.5 | Lbr Hours/Pc | 0 | Machine | 0.5 |  | 100 | 0 | 0 |  | 0 | 0 | 0 | 0 |  | 0 |  |  | 1 | Neither |  | Always | Item | Fixed Time |  | Per Piece | 0 | Shifts | No Splitting | 0 |  | 100 |  | 35 | 35 | 0 | 0 | 0
8033419 | MOD. 27B MOUNTING PANEL FOR MOD. 76CX, … |  |  | 40 |  | FAB040 | Fabrication, Drill | 0 |  | Mch Hours/Pc | 0.5 | Lbr Hours/Pc | 0 | Machine | 0.5 |  | 100 | 0 | 0 |  | 0 | 0 | 0 | 0 |  | 0 |  |  | 1 | Neither |  | Always | Item | Fixed Time |  | Per Piece | 0 | Shifts | No Splitting | 0 |  | 100 |  | 35 | 35 | 0 | 0 | 0
8033419 | MOD. 27B MOUNTING PANEL FOR MOD. 76CX, … |  |  | 50 |  | FIN010 | Finishing, Surface Prep | 0 |  | Mch Hours/Pc | 0.5 | Lbr Hours/Pc | 0 | Machine | 0.5 |  | 100 | 0 | 0 |  | 0 | 0 | 0 | 0 |  | 0 |  |  | 1 | Neither |  | Always | Item | Fixed Time |  | Per Piece | 0 | Shifts | No Splitting | 0 |  | 100 |  | 35 | 35 | 0 | 0 | 0
8033419 | MOD. 27B MOUNTING PANEL FOR MOD. 76CX, … |  |  | 60 |  | FIN020 | Finishing, Paint | 0 |  | Mch Hours/Pc | 0.5 | Lbr Hours/Pc | 0 | Machine | 0.5 |  | 100 | 0 | 0 |  | 0 | 0 | 0 | 0 |  | 0 |  |  | 1 | Neither |  | Always | Item | Fixed Time |  | Per Piece | 0 | Shifts | No Splitting | 0 |  | 100 |  | 35 | 35 | 0 | 0 | 0
8033412-X | FRAME WELDING ASSEMBLY FOR MOD. 29B REV… |  |  | 10 |  | FAB070 | Fabrication, Welding | 0 |  | Mch Hours/Pc | 0.5 | Lbr Hours/Pc | 0 | Machine | 0.5 |  | 100 | 0 | 0 |  | 0 | 0 | 0 | 0 |  | 0 |  |  | 1 | Neither |  | Always | Item | Fixed Time |  | Per Piece | 0 | Shifts | No Splitting | 0 |  | 100 |  | 35 | 35 | 0 | 0 | 0
8033412-1 | FRAME WELDING ASSEMBLY FOR MOD. 29B REV… |  |  | 10 |  | FAB070 | Fabrication, Welding | 0 |  | Mch Hours/Pc | 0.5 | Lbr Hours/Pc | 0 | Machine | 0.5 |  | 100 | 0 | 0 |  | 0 | 0 | 0 | 0 |  | 0 |  |  | 1 | Neither |  | Always | Item | Fixed Time |  | Per Piece | 0 | Shifts | No Splitting | 0 |  | 100 |  | 35 | 35 | 0 | 0 | 0
8033412-1 | FRAME WELDING ASSEMBLY FOR MOD. 29B REV… |  |  | 20 |  | FIN010 | Finishing, Surface Prep | 0 |  | Mch Hours/Pc | 0.5 | Lbr Hours/Pc | 0 | Machine | 0.5 |  | 100 | 0 | 0 |  | 0 | 0 | 0 | 0 |  | 0 |  |  | 1 | Neither |  | Always | Item | Fixed Time |  | Per Piece | 0 | Shifts | No Splitting | 0 |  | 100 |  | 35 | 35 | 0 | 0 | 0
8033412-1 | FRAME WELDING ASSEMBLY FOR MOD. 29B REV… |  |  | 30 |  | FIN020 | Finishing, Paint | 0 |  | Mch Hours/Pc | 0.5 | Lbr Hours/Pc | 0 | Machine | 0.5 |  | 100 | 0 | 0 |  | 0 | 0 | 0 | 0 |  | 0 |  |  | 1 | Neither |  | Always | Item | Fixed Time |  | Per Piece | 0 | Shifts | No Splitting | 0 |  | 100 |  | 35 | 35 | 0 | 0 | 0
8033412-2 | FRAME WELDING ASSEMBLY FOR MOD. 29B REV… |  |  | 10 |  | FAB070 | Fabrication, Welding | 0 |  | Mch Hours/Pc | 0.5 | Lbr Hours/Pc | 0 | Machine | 0.5 |  | 100 | 0 | 0 |  | 0 | 0 | 0 | 0 |  | 0 |  |  | 1 | Neither |  | Always | Item | Fixed Time |  | Per Piece | 0 | Shifts | No Splitting | 0 |  | 100 |  | 35 | 35 | 0 | 0 | 0
8033412-2 | FRAME WELDING ASSEMBLY FOR MOD. 29B REV… |  |  | 20 |  | FIN010 | Finishing, Surface Prep | 0 |  | Mch Hours/Pc | 0.5 | Lbr Hours/Pc | 0 | Machine | 0.5 |  | 100 | 0 | 0 |  | 0 | 0 | 0 | 0 |  | 0 |  |  | 1 | Neither |  | Always | Item | Fixed Time |  | Per Piece | 0 | Shifts | No Splitting | 0 |  | 100 |  | 35 | 35 | 0 | 0 | 0
8033412-2 | FRAME WELDING ASSEMBLY FOR MOD. 29B REV… |  |  | 30 |  | FIN020 | Finishing, Paint | 0 |  | Mch Hours/Pc | 0.5 | Lbr Hours/Pc | 0 | Machine | 0.5 |  | 100 | 0 | 0 |  | 0 | 0 | 0 | 0 |  | 0 |  |  | 1 | Neither |  | Always | Item | Fixed Time |  | Per Piece | 0 | Shifts | No Splitting | 0 |  | 100 |  | 35 | 35 | 0 | 0 | 0
8033412-A | FRAME WELDING ASSEMBLY FOR MOD. 29B REV… |  |  | 10 |  | FAB010 | Fabrication, Saw | 0 |  | Mch Hours/Pc | 0.5 | Lbr Hours/Pc | 0 | Machine | 0.5 |  | 100 | 0 | 0 |  | 0 | 0 | 0 | 0 |  | 0 |  |  | 1 | Neither |  | Always | Item | Fixed Time |  | Per Piece | 0 | Shifts | No Splitting | 0 |  | 100 |  | 35 | 35 | 0 | 0 | 0
8033413 | Frame Base Angle for Model 29B |  |  | 10 |  | FAB010 | Fabrication, Saw | 0 |  | Mch Hours/Pc | 0.5 | Lbr Hours/Pc | 0 | Machine | 0.5 |  | 100 | 0 | 0 |  | 0 | 0 | 0 | 0 |  | 0 |  |  | 1 | Neither |  | Always | Item | Fixed Time |  | Per Piece | 0 | Shifts | No Splitting | 0 |  | 100 |  | 35 | 35 | 0 | 0 | 0
8033413 | Frame Base Angle for Model 29B |  |  | 20 |  | FAB020 | Fabrication, Layout | 0 |  | Mch Hours/Pc | 0.5 | Lbr Hours/Pc | 0 | Machine | 0.5 |  | 100 | 0 | 0 |  | 0 | 0 | 0 | 0 |  | 0 |  |  | 1 | Neither |  | Always | Item | Fixed Time |  | Per Piece | 0 | Shifts | No Splitting | 0 |  | 100 |  | 35 | 35 | 0 | 0 | 0
8033413 | Frame Base Angle for Model 29B |  |  | 30 |  | FAB030 | Fabrication, Check | 0 |  | Mch Hours/Pc | 0.5 | Lbr Hours/Pc | 0 | Machine | 0.5 |  | 100 | 0 | 0 |  | 0 | 0 | 0 | 0 |  | 0 |  |  | 1 | Neither |  | Always | Item | Fixed Time |  | Per Piece | 0 | Shifts | No Splitting | 0 |  | 100 |  | 35 | 35 | 0 | 0 | 0
8033413 | Frame Base Angle for Model 29B |  |  | 40 |  | FAB040 | Fabrication, Drill | 0 |  | Mch Hours/Pc | 0.5 | Lbr Hours/Pc | 0 | Machine | 0.5 |  | 100 | 0 | 0 |  | 0 | 0 | 0 | 0 |  | 0 |  |  | 1 | Neither |  | Always | Item | Fixed Time |  | Per Piece | 0 | Shifts | No Splitting | 0 |  | 100 |  | 35 | 35 | 0 | 0 | 0
8033414-1 | Frame Mounting Angles for Model 29B |  |  | 10 |  | FAB010 | Fabrication, Saw | 0 |  | Mch Hours/Pc | 0.5 | Lbr Hours/Pc | 0 | Machine | 0.5 |  | 100 | 0 | 0 |  | 0 | 0 | 0 | 0 |  | 0 |  |  | 1 | Neither |  | Always | Item | Fixed Time |  | Per Piece | 0 | Shifts | No Splitting | 0 |  | 100 |  | 35 | 35 | 0 | 0 | 0
8033414-1 | Frame Mounting Angles for Model 29B |  |  | 20 |  | FAB020 | Fabrication, Layout | 0 |  | Mch Hours/Pc | 0.5 | Lbr Hours/Pc | 0 | Machine | 0.5 |  | 100 | 0 | 0 |  | 0 | 0 | 0 | 0 |  | 0 |  |  | 1 | Neither |  | Always | Item | Fixed Time |  | Per Piece | 0 | Shifts | No Splitting | 0 |  | 100 |  | 35 | 35 | 0 | 0 | 0
8033414-1 | Frame Mounting Angles for Model 29B |  |  | 30 |  | FAB030 | Fabrication, Check | 0 |  | Mch Hours/Pc | 0.5 | Lbr Hours/Pc | 0 | Machine | 0.5 |  | 100 | 0 | 0 |  | 0 | 0 | 0 | 0 |  | 0 |  |  | 1 | Neither |  | Always | Item | Fixed Time |  | Per Piece | 0 | Shifts | No Splitting | 0 |  | 100 |  | 35 | 35 | 0 | 0 | 0
8033414-1 | Frame Mounting Angles for Model 29B |  |  | 40 |  | FAB040 | Fabrication, Drill | 0 |  | Mch Hours/Pc | 0.5 | Lbr Hours/Pc | 0 | Machine | 0.5 |  | 100 | 0 | 0 |  | 0 | 0 | 0 | 0 |  | 0 |  |  | 1 | Neither |  | Always | Item | Fixed Time |  | Per Piece | 0 | Shifts | No Splitting | 0 |  | 100 |  | 35 | 35 | 0 | 0 | 0
8033414-2 | Frame Mounting Angles for Model 29B |  |  | 10 |  | FAB010 | Fabrication, Saw | 0 |  | Mch Hours/Pc | 0.5 | Lbr Hours/Pc | 0 | Machine | 0.5 |  | 100 | 0 | 0 |  | 0 | 0 | 0 | 0 |  | 0 |  |  | 1 | Neither |  | Always | Item | Fixed Time |  | Per Piece | 0 | Shifts | No Splitting | 0 |  | 100 |  | 35 | 35 | 0 | 0 | 0
8033414-2 | Frame Mounting Angles for Model 29B |  |  | 20 |  | FAB020 | Fabrication, Layout | 0 |  | Mch Hours/Pc | 0.5 | Lbr Hours/Pc | 0 | Machine | 0.5 |  | 100 | 0 | 0 |  | 0 | 0 | 0 | 0 |  | 0 |  |  | 1 | Neither |  | Always | Item | Fixed Time |  | Per Piece | 0 | Shifts | No Splitting | 0 |  | 100 |  | 35 | 35 | 0 | 0 | 0
8033414-2 | Frame Mounting Angles for Model 29B |  |  | 30 |  | FAB030 | Fabrication, Check | 0 |  | Mch Hours/Pc | 0.5 | Lbr Hours/Pc | 0 | Machine | 0.5 |  | 100 | 0 | 0 |  | 0 | 0 | 0 | 0 |  | 0 |  |  | 1 | Neither |  | Always | Item | Fixed Time |  | Per Piece | 0 | Shifts | No Splitting | 0 |  | 100 |  | 35 | 35 | 0 | 0 | 0
8033414-2 | Frame Mounting Angles for Model 29B |  |  | 40 |  | FAB040 | Fabrication, Drill | 0 |  | Mch Hours/Pc | 0.5 | Lbr Hours/Pc | 0 | Machine | 0.5 |  | 100 | 0 | 0 |  | 0 | 0 | 0 | 0 |  | 0 |  |  | 1 | Neither |  | Always | Item | Fixed Time |  | Per Piece | 0 | Shifts | No Splitting | 0 |  | 100 |  | 35 | 35 | 0 | 0 | 0
8033415-1 | Panel Mounting Angle for Model 29B |  |  | 10 |  | FAB010 | Fabrication, Saw | 0 |  | Mch Hours/Pc | 0.5 | Lbr Hours/Pc | 0 | Machine | 0.5 |  | 100 | 0 | 0 |  | 0 | 0 | 0 | 0 |  | 0 |  |  | 1 | Neither |  | Always | Item | Fixed Time |  | Per Piece | 0 | Shifts | No Splitting | 0 |  | 100 |  | 35 | 35 | 0 | 0 | 0
8033415-2 | Panel Mounting Angle for Model 29B |  |  | 10 |  | FAB010 | Fabrication, Saw | 0 |  | Mch Hours/Pc | 0.5 | Lbr Hours/Pc | 0 | Machine | 0.5 |  | 100 | 0 | 0 |  | 0 | 0 | 0 | 0 |  | 0 |  |  | 1 | Neither |  | Always | Item | Fixed Time |  | Per Piece | 0 | Shifts | No Splitting | 0 |  | 100 |  | 35 | 35 | 0 | 0 | 0
8033416 | MODEL 29B REVERSING CONTROLLER PANEL AS… |  |  | 10 |  | ELC020 | Electrical, Instrumentation | 0 |  | Mch Hours/Pc | 0.5 | Lbr Hours/Pc | 0 | Machine | 0.5 |  | 100 | 0 | 0 |  | 0 | 0 | 0 | 0 |  | 0 |  |  | 1 | Neither |  | Always | Item | Fixed Time |  | Per Piece | 0 | Shifts | No Splitting | 0 |  | 100 |  | 35 | 35 | 0 | 0 | 0
8033592 | ALARM INPUT CABLE ASSY. MODEL 13 ALARM … |  |  | 10 |  | ELC010 | Electrical, Benchwork | 0 |  | Mch Hours/Pc | 0.5 | Lbr Hours/Pc | 0 | Machine | 0.5 |  | 100 | 0 | 0 |  | 0 | 0 | 0 | 0 |  | 0 |  |  | 1 | Neither |  | Always | Item | Fixed Time |  | Per Piece | 0 | Shifts | No Splitting | 0 |  | 100 |  | 35 | 35 | 0 | 0 | 0
8033753 | EMERGENCY STOP BOX MTG. ANGLE MODEL 13 … |  |  | 10 |  | FAB010 | Fabrication, Saw | 0 |  | Mch Hours/Pc | 0.5 | Lbr Hours/Pc | 0 | Machine | 0.5 |  | 100 | 0 | 0 |  | 0 | 0 | 0 | 0 |  | 0 |  |  | 1 | Neither |  | Always | Item | Fixed Time |  | Per Piece | 0 | Shifts | No Splitting | 0 |  | 100 |  | 35 | 35 | 0 | 0 | 0
8033753 | EMERGENCY STOP BOX MTG. ANGLE MODEL 13 … |  |  | 20 |  | FAB020 | Fabrication, Layout | 0 |  | Mch Hours/Pc | 0.5 | Lbr Hours/Pc | 0 | Machine | 0.5 |  | 100 | 0 | 0 |  | 0 | 0 | 0 | 0 |  | 0 |  |  | 1 | Neither |  | Always | Item | Fixed Time |  | Per Piece | 0 | Shifts | No Splitting | 0 |  | 100 |  | 35 | 35 | 0 | 0 | 0
8033753 | EMERGENCY STOP BOX MTG. ANGLE MODEL 13 … |  |  | 30 |  | FAB030 | Fabrication, Check | 0 |  | Mch Hours/Pc | 0.5 | Lbr Hours/Pc | 0 | Machine | 0.5 |  | 100 | 0 | 0 |  | 0 | 0 | 0 | 0 |  | 0 |  |  | 1 | Neither |  | Always | Item | Fixed Time |  | Per Piece | 0 | Shifts | No Splitting | 0 |  | 100 |  | 35 | 35 | 0 | 0 | 0
8033753 | EMERGENCY STOP BOX MTG. ANGLE MODEL 13 … |  |  | 40 |  | FAB040 | Fabrication, Drill | 0 |  | Mch Hours/Pc | 0.5 | Lbr Hours/Pc | 0 | Machine | 0.5 |  | 100 | 0 | 0 |  | 0 | 0 | 0 | 0 |  | 0 |  |  | 1 | Neither |  | Always | Item | Fixed Time |  | Per Piece | 0 | Shifts | No Splitting | 0 |  | 100 |  | 35 | 35 | 0 | 0 | 0
8033753 | EMERGENCY STOP BOX MTG. ANGLE MODEL 13 … |  |  | 50 |  | FIN010 | Finishing, Surface Prep | 0 |  | Mch Hours/Pc | 0.5 | Lbr Hours/Pc | 0 | Machine | 0.5 |  | 100 | 0 | 0 |  | 0 | 0 | 0 | 0 |  | 0 |  |  | 1 | Neither |  | Always | Item | Fixed Time |  | Per Piece | 0 | Shifts | No Splitting | 0 |  | 100 |  | 35 | 35 | 0 | 0 | 0
8033753 | EMERGENCY STOP BOX MTG. ANGLE MODEL 13 … |  |  | 60 |  | FIN020 | Finishing, Paint | 0 |  | Mch Hours/Pc | 0.5 | Lbr Hours/Pc | 0 | Machine | 0.5 |  | 100 | 0 | 0 |  | 0 | 0 | 0 | 0 |  | 0 |  |  | 1 | Neither |  | Always | Item | Fixed Time |  | Per Piece | 0 | Shifts | No Splitting | 0 |  | 100 |  | 35 | 35 | 0 | 0 | 0
8033854 | FRAME CONNECTING ANGLE MOD. 29B,BH REVE… |  |  | 10 |  | FAB010 | Fabrication, Saw | 0 |  | Mch Hours/Pc | 0.5 | Lbr Hours/Pc | 0 | Machine | 0.5 |  | 100 | 0 | 0 |  | 0 | 0 | 0 | 0 |  | 0 |  |  | 1 | Neither |  | Always | Item | Fixed Time |  | Per Piece | 0 | Shifts | No Splitting | 0 |  | 100 |  | 35 | 35 | 0 | 0 | 0
8033854 | FRAME CONNECTING ANGLE MOD. 29B,BH REVE… |  |  | 20 |  | FAB020 | Fabrication, Layout | 0 |  | Mch Hours/Pc | 0.5 | Lbr Hours/Pc | 0 | Machine | 0.5 |  | 100 | 0 | 0 |  | 0 | 0 | 0 | 0 |  | 0 |  |  | 1 | Neither |  | Always | Item | Fixed Time |  | Per Piece | 0 | Shifts | No Splitting | 0 |  | 100 |  | 35 | 35 | 0 | 0 | 0
8033854 | FRAME CONNECTING ANGLE MOD. 29B,BH REVE… |  |  | 30 |  | FAB030 | Fabrication, Check | 0 |  | Mch Hours/Pc | 0.5 | Lbr Hours/Pc | 0 | Machine | 0.5 |  | 100 | 0 | 0 |  | 0 | 0 | 0 | 0 |  | 0 |  |  | 1 | Neither |  | Always | Item | Fixed Time |  | Per Piece | 0 | Shifts | No Splitting | 0 |  | 100 |  | 35 | 35 | 0 | 0 | 0
8033854 | FRAME CONNECTING ANGLE MOD. 29B,BH REVE… |  |  | 40 |  | FAB040 | Fabrication, Drill | 0 |  | Mch Hours/Pc | 0.5 | Lbr Hours/Pc | 0 | Machine | 0.5 |  | 100 | 0 | 0 |  | 0 | 0 | 0 | 0 |  | 0 |  |  | 1 | Neither |  | Always | Item | Fixed Time |  | Per Piece | 0 | Shifts | No Splitting | 0 |  | 100 |  | 35 | 35 | 0 | 0 | 0
8033854 | FRAME CONNECTING ANGLE MOD. 29B,BH REVE… |  |  | 50 |  | FIN010 | Finishing, Surface Prep | 0 |  | Mch Hours/Pc | 0.5 | Lbr Hours/Pc | 0 | Machine | 0.5 |  | 100 | 0 | 0 |  | 0 | 0 | 0 | 0 |  | 0 |  |  | 1 | Neither |  | Always | Item | Fixed Time |  | Per Piece | 0 | Shifts | No Splitting | 0 |  | 100 |  | 35 | 35 | 0 | 0 | 0
8033854 | FRAME CONNECTING ANGLE MOD. 29B,BH REVE… |  |  | 60 |  | FIN020 | Finishing, Paint | 0 |  | Mch Hours/Pc | 0.5 | Lbr Hours/Pc | 0 | Machine | 0.5 |  | 100 | 0 | 0 |  | 0 | 0 | 0 | 0 |  | 0 |  |  | 1 | Neither |  | Always | Item | Fixed Time |  | Per Piece | 0 | Shifts | No Splitting | 0 |  | 100 |  | 35 | 35 | 0 | 0 | 0
8033855 | FRAME CONNECTING ANGLE MOD. 29B,BH REVE… |  |  | 10 |  | FAB010 | Fabrication, Saw | 0 |  | Mch Hours/Pc | 0.5 | Lbr Hours/Pc | 0 | Machine | 0.5 |  | 100 | 0 | 0 |  | 0 | 0 | 0 | 0 |  | 0 |  |  | 1 | Neither |  | Always | Item | Fixed Time |  | Per Piece | 0 | Shifts | No Splitting | 0 |  | 100 |  | 35 | 35 | 0 | 0 | 0
8033855 | FRAME CONNECTING ANGLE MOD. 29B,BH REVE… |  |  | 20 |  | FAB020 | Fabrication, Layout | 0 |  | Mch Hours/Pc | 0.5 | Lbr Hours/Pc | 0 | Machine | 0.5 |  | 100 | 0 | 0 |  | 0 | 0 | 0 | 0 |  | 0 |  |  | 1 | Neither |  | Always | Item | Fixed Time |  | Per Piece | 0 | Shifts | No Splitting | 0 |  | 100 |  | 35 | 35 | 0 | 0 | 0
8033855 | FRAME CONNECTING ANGLE MOD. 29B,BH REVE… |  |  | 30 |  | FAB030 | Fabrication, Check | 0 |  | Mch Hours/Pc | 0.5 | Lbr Hours/Pc | 0 | Machine | 0.5 |  | 100 | 0 | 0 |  | 0 | 0 | 0 | 0 |  | 0 |  |  | 1 | Neither |  | Always | Item | Fixed Time |  | Per Piece | 0 | Shifts | No Splitting | 0 |  | 100 |  | 35 | 35 | 0 | 0 | 0
8033855 | FRAME CONNECTING ANGLE MOD. 29B,BH REVE… |  |  | 40 |  | FAB040 | Fabrication, Drill | 0 |  | Mch Hours/Pc | 0.5 | Lbr Hours/Pc | 0 | Machine | 0.5 |  | 100 | 0 | 0 |  | 0 | 0 | 0 | 0 |  | 0 |  |  | 1 | Neither |  | Always | Item | Fixed Time |  | Per Piece | 0 | Shifts | No Splitting | 0 |  | 100 |  | 35 | 35 | 0 | 0 | 0
8034696 | MOD. 13 EMERGENCY STOP ASS'Y & WIRING T… |  |  | 10 |  | ELC010 | Electrical, Benchwork | 0 |  | Mch Hours/Pc | 0.5 | Lbr Hours/Pc | 0 | Machine | 0.5 |  | 100 | 0 | 0 |  | 0 | 0 | 0 | 0 |  | 0 |  |  | 1 | Neither |  | Always | Item | Fixed Time |  | Per Piece | 0 | Shifts | No Splitting | 0 |  | 100 |  | 35 | 35 | 0 | 0 | 0
8034696 | MOD. 13 EMERGENCY STOP ASS'Y & WIRING T… |  |  | 20 |  | ELC010 | Electrical, Benchwork | 0 |  | Mch Hours/Pc | 0.5 | Lbr Hours/Pc | 0 | Machine | 0.5 |  | 100 | 0 | 0 |  | 0 | 0 | 0 | 0 |  | 0 |  |  | 1 | Neither |  | Always | Item | Fixed Time |  | Per Piece | 0 | Shifts | No Splitting | 0 |  | 100 |  | 35 | 35 | 0 | 0 | 0
8034696 | MOD. 13 EMERGENCY STOP ASS'Y & WIRING T… |  |  | 30 |  | ELC020 | Electrical, Instrumentation | 0 |  | Mch Hours/Pc | 0.5 | Lbr Hours/Pc | 0 | Machine | 0.5 |  | 100 | 0 | 0 |  | 0 | 0 | 0 | 0 |  | 0 |  |  | 1 | Neither |  | Always | Item | Fixed Time |  | Per Piece | 0 | Shifts | No Splitting | 0 |  | 100 |  | 35 | 35 | 0 | 0 | 0
8035487 | E Stop Connecting Cable |  |  | 10 |  | ELC010 | Electrical, Benchwork | 0 |  | Mch Hours/Pc | 0.5 | Lbr Hours/Pc | 0 | Machine | 0.5 |  | 100 | 0 | 0 |  | 0 | 0 | 0 | 0 |  | 0 |  |  | 1 | Neither |  | Always | Item | Fixed Time |  | Per Piece | 0 | Shifts | No Splitting | 0 |  | 100 |  | 35 | 35 | 0 | 0 | 0